## Assets
Asset ID | Asset Name | Type | Tag | Details | Created At | Updated At | Status | Location
CG | CG | CG | CG=Mother station | Central cuply | 2026-09-19 16:17 | 2026-09-19 16:17 | ON |  | VC No. | DIA | Lan | Lat
S01 | S01 | SV Station | SV-01 | Steel Valve | 2026-09-19 16:18 | 2026-09-19 16:18 | ON |  | CG-D01-PE01 | 125 MM | 17.5979 | 78.5449 | 17.5978889,78.5449167
S02 | S02 | SV Station | SV-02 | Steel Valve | 2026-09-19 16:18 | 2026-09-19 16:18 | ON |  | CG-D01-PE02 | 125 MM | 17.6024 | 78.5467 | 17.6024167,78.5466944
S03 | S03 | SV Station | SV-03 | Steel Valve | 2026-09-19 16:18 | 2026-09-19 16:18 | ON |  | CG-D01-PE02/01 | 90 MM | 17.5988 | 78.5585 | 17.5988056,78.5584722
S04 | S04 | SV Station | SV-04 | Steel Valve | 2026-09-19 16:18 | 2026-09-24 12:54 | ON |  | CG-D01-PE02/02 | 90 MM | 17.5954 | 78.5695 | 17.5953611,78.5694722
S05 | S05 | SV Station | SV-05 | Steel Valve | 2026-09-19 16:18 | 2026-09-19 16:18 | ON |  | CG-D01-PE02/03 | 63 MM | 17.5902 | 78.5749 | 17.5902222,78.5748889
S06 | S06 | SV Station | SV-06 | Steel Valve | 2026-09-19 16:18 | 2026-09-19 16:18 | ON |  | CG-D01-PE03 | 125 MM | 17.6076 | 78.5367 | 17.607583,78.536722
S07 | S07 | SV Station | SV-07 | Steel Valve | 2026-09-19 16:18 | 2026-09-19 16:18 | ON |  | CG-D01-PE04 | 125 MM | 17.6117 | 78.5311 | 17.6117275,78.5310735
S08 | S08 | SV Station | SV-08 | Steel Valve | 2026-09-19 16:18 | 2026-09-19 16:18 | ON |  | CG-D01-PE04/01 | 90 MM | 17.6137 | 78.5244 | 17.6136873,78.5243817
S09 | S09 | SV Station | SV-09 | Steel Valve | 2026-09-19 16:18 | 2026-09-19 16:18 | ON |  | CG-D01-PE04/02 | 90 MM | 17.6106 | 78.5236 | 17.6106203,78.5236313
D01 | MS DRS | DRS | 4.1 Bar | mother Station-1 | 2026-09-19 16:38 | 2026-09-26 16:56 | ON |  | CG-D01-PE04/03 | 90 MM | 17.6016 | 78.5228 | 17.6016025,78.5227548
D02 | Depo DRS | DRS | 3.1 Bar |  | 2026-09-19 16:38 | 2026-09-26 10:34 | ON |  | CG-D01-PE05 | 125 MM | 17.6232 | 78.5254 | 17.623154,78.5253981
D03 | Check Post DRS | DRS | 3.6 Bar |  | 2026-09-19 16:38 | 2026-09-24 12:57 | OFF |  | CG-D01-PE05/01 | 90 MM | 17.6343 | 78.5178 | 17.6343242,78.5177748
D04 | SV-07 DRS | DRS | 3.8 Bar |  | 2026-09-19 16:38 | 2026-09-19 16:38 | ON |  | CG-D01-PE06 | 125 MM | 17.6314 | 78.5299 | 17.6313829,78.529929
D05 | GHMC DRS | DRS | 4.1 bar |  | 2026-09-19 16:38 | 2026-09-19 16:38 | ON |  | CG-D01-PE07 | 125 MM | 17.6343 | 78.5327 | 17.6342636,78.5327348
D06 | AGI DRS | DRS | 3.9 bar |  | 2026-09-19 16:38 | 2026-09-19 16:38 | ON |  | CG-D01-PE07/01 | 125 MM | 17.6395 | 78.5371 | 17.6394704,78.5371123
D07 | JNTU DRS | DRS | 4.2 Bar |  | 2026-09-19 16:38 | 2026-09-19 16:38 | ON |  | S02-D02-PE01 | 125 MM | 17.6359 | 78.4854 | 17.635891,78.4853999
D08 | UG DRS | DRS | 4.0 bar |  | 2026-09-19 16:38 | 2026-09-19 16:38 | ON |  | S02-D02-PE02 | 63 MM | 17.6344 | 78.4849 | 17.634439,78.4849308
D09 | MS-02 DRS | DRS | 4.1Bar |  | 2026-09-19 16:38 | 2026-09-19 16:38 | ON |  | S02-D02-PE03 | 63 MM | 17.6345 | 78.4849 | 17.6344999,78.4849306
CG-D01-PE01 | Shamirpet | Valve Chamber | 125 MM | MS DRS | 2026-09-19 16:56 | 2026-09-19 16:56 | ON | 17.5978889,78.5449167 | S02-D02-PE04 | 63 MM | 17.6427 | 78.4856 | 17.6426523,78.4856451
CG-D01-PE02 | Shamirpet | Valve Chamber | 125 MM | MS DRS | 2026-09-19 16:56 | 2026-09-19 16:56 | ON | 17.6024167,78.5466944 | S02-D02-PE04/01 | 32 MM | 17.6463 | 78.4917 | 17.6462851,78.491651
CG-D01-PE02/01 | Shamirpet | Valve Chamber | 90 MM | MS DRS | 2026-09-19 16:56 | 2026-09-19 16:56 | ON | 17.5988056,78.5584722 | S02-D02-PE05 | 63 MM | 17.6468 | 78.4931 | 17.6468182,78.4930501
CG-D01-PE02/02 | Shamirpet | Valve Chamber | 90 MM | MS DRS | 2026-09-19 16:56 | 2026-09-19 16:56 | ON | 17.5953611,78.5694722 | S02-D02-PE05/01 | 32 MM | 17.6303 | 78.4868 | 17.6302972,78.4867996
CG-D01-PE02/03 | Shamirpet | Valve Chamber | 63 MM | MS DRS | 2026-09-19 16:56 | 2026-09-19 16:56 | ON | 17.5902222,78.5748889 | S02-D02-PE06 | 32 MM | 17.6311 | 78.4886 | 17.6311457,78.4886416
CG-D01-PE03 | PUDUR | Valve Chamber | 125 MM | MS DRS | 2026-09-19 16:56 | 2026-09-24 12:56 | ON | 17.607583,78.536722 | S02-D02-PE07 | 90 MM | 17.6312 | 78.4918 | 17.6312489,78.4917525
CG-D01-PE04 | PUDUR | Valve Chamber | 125 MM | MS DRS | 2026-09-19 16:56 | 2026-09-24 12:56 | ON | 17.6117275,78.5310735 | S02-D02-PE07/01 | 90 MM | 17.6355 | 78.492 | 17.6355387,78.4920397
CG-D01-PE04/01 | PUDUR | Valve Chamber | 90 MM | MS DRS | 2026-09-19 16:56 | 2026-09-19 16:56 | ON | 17.6136873,78.5243817 | S02-D02-PE07/02 | 63 MM | 17.6361 | 78.4927 | 17.6361389,78.4926667
CG-D01-PE04/02 | PUDUR | Valve Chamber | 90 MM | MS DRS | 2026-09-19 16:56 | 2026-09-19 16:56 | ON | 17.6106203,78.5236313 | S02-D02-PE08 | 125 MM | 17.6302 | 78.4952 | 17.6301957,78.4951875
CG-D01-PE04/03 | PUDUR | Valve Chamber | 90 MM | MS DRS | 2026-09-19 16:56 | 2026-09-19 16:56 | ON | 17.6016025,78.5227548 | S02-D02-PE09 | 63 MM | 17.6317 | 78.4762 | 17.6316722,78.4762238
CG-D01-PE05 | PUDUR | Valve Chamber | 125 MM | MS DRS | 2026-09-19 16:56 | 2026-09-19 16:56 | ON | 17.623154,78.5253981 | S02-D02-PE10 | 63 MM | 17.6325 | 78.4749 | 17.6325273,78.4749135
CG-D01-PE05/01 | Raj Bollaram | Valve Chamber | 90 MM | MS DRS | 2026-09-19 16:56 | 2026-09-19 16:56 | ON | 17.6343242,78.5177748 | S03-D03-PE01 | 125 MM | 17.6174 | 78.4917 | 17.6174306,78.4917251
CG-D01-PE06 | RAJ BOLLARAM | Valve Chamber | 125 MM | MS DRS | 2026-09-19 16:56 | 2026-09-19 16:56 | ON | 17.6313829,78.529929 | S03-D03-PE02 | 63 MM | 17.6183 | 78.4936 | 17.6182643,78.493565
CG-D01-PE07 | Medchal - Raj Bollaram | Valve Chamber | 125 MM | MS DRS | 2026-09-19 16:56 | 2026-09-19 16:56 | ON | 17.6342636,78.5327348 | S03-D03-PE03 | 125 MM | 17.623 | 78.4985 | 17.6230136,78.4984748
CG-D01-PE07/01 | Raj bollaram | Valve Chamber | 125 MM | MS DRS | 2026-09-19 16:56 | 2026-09-19 16:56 | ON | 17.6394704,78.5371123 | S03-D03-PE03/1 | 63 MM | 17.6284 | 78.5063 | 17.6284396,78.5062824
S02-D02-PE01 | Medchal | Valve Chamber | 125 MM | Dipo. DRS | 2026-09-19 16:56 | 2026-09-19 16:56 | ON | 17.635891,78.4853999 | S03-D03-PE04 | 125 MM | 17.6287 | 78.5063 | 17.6287356,78.5062669
S02-D02-PE02 | MEDCHAL | Valve Chamber | 63 MM | SV-3 | 2026-09-19 16:56 | 2026-09-19 16:56 | OFF | 17.634439,78.4849308 | S03-D03-PE06 | 125 MM | 17.6131 | 78.4899 | 17.6130619,78.4898559
S02-D02-PE03 | MEDCHAL | Valve Chamber | 63 MM | Dipo. DRS | 2026-09-19 16:56 | 2026-09-19 16:56 | ON | 17.6344999,78.4849306 | S03-D03-PE07 | 125 MM | 17.6105 | 78.4966 | 17.6105044,78.4966361
S02-D02-PE04 | MEDCHAL | Valve Chamber | 63 MM | SV-3 | 2026-09-19 16:56 | 2026-09-19 16:56 | ON | 17.6426523,78.4856451 | S07-D04-PE01 | 125 MM | 17.5247 | 78.483 | 17.52466001,78.48303932
S02-D02-PE04/01 | ATHVELLY | Valve Chamber | 32 MM | SV-3 | 2026-09-19 16:56 | 2026-09-19 16:56 | ON | 17.6462851,78.491651 | S07-D04-PE02 | 125 MM | 17.5326 | 78.4883 | 17.5326081,78.4883169
S02-D02-PE05 | ATHVELLY | Valve Chamber | 63 MM | SV-3 | 2026-09-19 16:56 | 2026-09-19 16:56 | ON | 17.6468182,78.4930501 | S07-D04-PE03 | 125 MM | 17.5398 | 78.4904 | 17.539822,78.4903886
S02-D02-PE06/01 | MEDCHAL | Valve Chamber | 32 MM | Dipo. DRS | 2026-09-19 16:56 | 2026-09-19 16:56 | ON |  | S07-D04-PE04 | 125 MM | 17.5514 | 78.4935 | 17.55143,78.49347
S02-D02-PE06 | MEDCHAL | Valve Chamber | 32 MM | Dipo. DRS | 2026-09-19 16:56 | 2026-09-19 16:56 | ON | 17.6311457,78.4886416 | S07-D04-PE05 | 125 MM | 17.564 | 78.4759 | 17.563977,78.4758756
S02-D02-PE07 | Medchal | Valve Chamber | 90 MM | Dipo. DRS | 2026-09-19 16:56 | 2026-09-19 16:56 | ON | 17.6312489,78.4917525 | S07-D04-PE06 | 125 MM | 17.5723 | 78.4793 | 17.5722539,78.4792991
S02-D02-PE07/01 | Medchal | Valve Chamber | 90 MM | Dipo. DRS | 2026-09-19 16:56 | 2026-09-19 16:56 | ON | 17.6355387,78.4920397 | S07-D04-PE07 | 90 MM | 17.5152 | 78.4799 | 17.5152416,78.479863
S02-D02-PE07/02 | Medchal | Valve Chamber | 63 MM | Dipo. DRS | 2026-09-19 16:56 | 2026-09-19 16:56 | ON | 17.6361389,78.4926667 | S07-D04-PE08 | 90 MM | 17.5005 | 78.477 | 17.5004632,78.4770068
S02-D02-PE08 | MEDCHAL | Valve Chamber | 125 MM | Dipo. DRS | 2026-09-19 16:56 | 2026-09-19 16:56 | OFF | 17.6301957,78.4951875 | S07-D04-PE09 | 63 MM | 17.5295 | 78.4863 | 17.529516,78.4862959
S02-D02-PE09 | MEDCHAL | Valve Chamber | 63 MM | Dipo. DRS | 2026-09-19 16:56 | 2026-09-19 16:56 | ON | 17.6316722,78.4762238 | S07-D04-PE10 | 125 MM | 17.5422 | 78.4835 | 17.5421958,78.4834659
S02-D02-PE10 | MEDCHAL | Valve Chamber | 63 MM | Dipo. DRS | 2026-09-19 16:56 | 2026-09-19 16:56 | ON | 17.6325273,78.4749135 | S07-D04-PE11 | 125 MM | 17.5448 | 78.4739 | 17.5447836,78.4738706
S03-D03-PE01 | MEDCHAL | Valve Chamber | 125 MM | SV-3 | 2026-09-19 16:56 | 2026-09-19 16:56 | ON | 17.6174306,78.4917251 | S07-D04-PE12 | 63 MM | 17.5442 | 78.4655 | 17.5442466,78.4654585
S03-D03-PE02 | MEDCHAL | Valve Chamber | 63 MM | SV-3 | 2026-09-19 16:56 | 2026-09-19 16:56 | ON | 17.6182643,78.493565 | S07-D04-PE13 | 63 MM | 17.5334 | 78.4588 | 17.5333555,78.4588413
S03-D03-PE03 | KISTAPUR ROAD | Valve Chamber | 125 MM | SV-3 | 2026-09-19 16:56 | 2026-09-24 12:43 | ON | 17.6230136,78.4984748 | S07-D04-PE14 | 125 MM | 17.5181 | 78.4819 | 17.5181095,78.4819394
S03-D03-PE03/1 | KISTAPUR | Valve Chamber | 63 MM | SV-3 | 2026-09-19 16:56 | 2026-09-19 16:56 | ON | 17.6284396,78.5062824 | S07-D04-PE15 | 63 MM | 17.5221 | 78.4935 | 17.5220891,78.4935388
S03-D03-PE04 | KISTAPUR | Valve Chamber | 125 MM | SV-3 | 2026-09-19 16:56 | 2026-09-24 12:57 | ON | 17.6287356,78.5062669 | S07-D04-PE15/01 | 90 MM | 17.5237 | 78.5015 | 17.523727,78.5014644
S03-D03-PE06 | MEDCHAL | Valve Chamber | 125 MM | SV-3 | 2026-09-19 16:56 | 2026-09-19 16:56 | ON | 17.6130619,78.4898559 | S07-D04-PE15/02 | 90 MM | 17.5242 | 78.5016 | 17.524185,78.5015712
S03-D03-PE07 | MEDCHAL | Valve Chamber | 125 MM | SV-3 | 2026-09-19 16:56 | 2026-09-19 16:56 | ON | 17.6105044,78.4966361 | S07-D04-PE16 | 90 MM | 17.5248 | 78.5017 | 17.5248323,78.5017374
S07-D04-PE01 | KOMPALLY | Valve Chamber | 125 MM | SV-07-DRS | 2026-09-19 16:56 | 2026-09-19 16:56 | ON | 17.52466001,78.48303932 | S07-D04-PE16/01 | 32 MM | 17.5228 | 78.507 | 17.5228271,78.5069505
S07-D04-PE02 | KOMPALLY | Valve Chamber | 125 MM | SV-07-DRS | 2026-09-19 16:56 | 2026-09-19 16:56 | ON | 17.5326081,78.4883169 | S07-D04-PE16/02 | 32 MM | 17.5207 | 78.5069 | 17.5206614,78.506924
S07-D04-PE03 | DULAPALLY | Valve Chamber | 125 MM | SV-07-DRS | 2026-09-19 16:56 | 2026-09-19 16:56 | ON | 17.539822,78.4903886 | S07-D04-PE17 | 90 MM | 17.5228 | 78.5102 | 17.522789,78.510244
S07-D04-PE04 | KOMPALLY | Valve Chamber | 125 MM | SV-07-DRS | 2026-09-19 16:56 | 2026-09-19 16:56 | ON | 17.55143,78.49347 | S07-D04-PE18 | 125 MM | 17.533 | 78.5125 | 17.5329842,78.5124559
S07-D04-PE05 | GUNDLAPOCHAMPALLY | Valve Chamber | 125 MM | SV-07-DRS | 2026-09-19 16:56 | 2026-09-19 16:56 | ON | 17.563977,78.4758756 | S07-D04-PE19 | 63 MM | 17.5113 | 78.4791 | 17.5113494,78.4790629
S07-D04-PE06 | GUNDLAPOCHAMPALLY | Valve Chamber | 125 MM | SV-07-DRS | 2026-09-19 16:56 | 2026-09-19 16:56 | ON | 17.5722539,78.4792991 | S07-D04-PE20 | 90 MM | 17.5111 | 78.4805 | 17.5111276,78.4804849
S07-D04-PE07 | KOMPALLY | Valve Chamber | 90 MM | SV-07-DRS | 2026-09-19 16:56 | 2026-09-19 16:56 | ON | 17.5152416,78.479863 | S07-D04-PE21 | 90 MM | 17.5076 | 78.4874 | 17.50764889,78.48738435
S07-D04-PE08 | SUCHITRA | Valve Chamber | 90 MM | SV-07-DRS | 2026-09-19 16:56 | 2026-09-19 16:56 | ON | 17.5004632,78.4770068 | S07-D04-PE21/01 | 63 MM | 17.5042 | 78.496 | 17.5042441,78.4959817
S07-D04-PE09 | KOMPALLY | Valve Chamber | 63 MM | SV-07-DRS | 2026-09-19 16:56 | 2026-09-19 16:56 | ON | 17.529516,78.4862959 | S07-D04-PE22 | 90 MM | 17.5088 | 78.5043 | 17.5087934,78.5043425
S07-D04-PE10 | DULAPALLY | Valve Chamber | 125 MM | SV-07-DRS | 2026-09-19 16:56 | 2026-09-19 16:56 | ON | 17.5421958,78.4834659 | S07-D04-PE23 | 125 MM | 17.5078 | 78.5041 | 17.507762,78.5040791
S07-D04-PE11 | DULAPALLY | Valve Chamber | 125 MM | SV-07-DRS | 2026-09-19 16:56 | 2026-09-19 16:56 | ON | 17.5447836,78.4738706 | S07-D04-PE24 | 63 MM | 17.5063 | 78.5065 | 17.5062892,78.5064901
S07-D04-PE12 | DULAPALLY | Valve Chamber | 63 MM | SV-07-DRS | 2026-09-19 16:56 | 2026-09-19 16:56 | ON | 17.5442466,78.4654585 | S07-D04-PE25 | 90 MM | 17.5061 | 78.467 | 17.50614,78.46702
S07-D04-PE13 | Jeedimetla | Valve Chamber | 63 MM | SV-07-DRS | 2026-09-19 16:56 | 2026-09-19 16:56 | ON | 17.5333555,78.4588413 | S08-D05-PE01 | 125 MM | 17.4997 | 78.4538 | 17.4996923,78.4537981
S07-D04-PE14 | Petbasheerabad | Valve Chamber | 125 MM | SV-07-DRS | 2026-09-19 16:56 | 2026-09-19 16:56 | ON | 17.5181095,78.4819394 | S08-D05-PE01/01 | 63 MM | 17.5012 | 78.459 | 17.5011557,78.4589751
S07-D04-PE15 | Petbasheerabad | Valve Chamber | 63 MM | SV-07-DRS | 2026-09-19 16:56 | 2026-09-19 16:56 | ON | 17.5220891,78.4935388 | S08-D05-PE02 | 125 MM | 17.5075 | 78.4594 | 17.5075425,78.4593917
S07-D04-PE15/01 | Alwal | Valve Chamber | 90 MM | SV-07-DRS | 2026-09-19 16:56 | 2026-09-19 16:56 | ON | 17.523727,78.5014644 | S08-D05-PE02/01 | 63 MM | 17.5035 | 78.4691 | 17.5034507,78.4690908
S07-D04-PE15/02 | Alwal | Valve Chamber | 90 MM | SV-07-DRS | 2026-09-19 16:56 | 2026-09-19 16:56 | ON | 17.524185,78.5015712 | S08-D05-PE03 | 125 MM | 17.5085 | 78.4592 | 17.5084699,78.459173
S07-D04-PE16 | ALWAL | Valve Chamber | 90 MM | SV-07-DRS | 2026-09-19 16:56 | 2026-09-19 16:56 | ON | 17.5248323,78.5017374 | S08-D05-PE04 | 125 MM | 17.5134 | 78.4538 | 17.5134473,78.4537774
S07-D04-PE16/01 | Alwal | Valve Chamber | 32 MM | SV-07-DRS | 2026-09-19 16:56 | 2026-09-19 16:56 | ON | 17.5228271,78.5069505 | S08-D05-PE04/01 | 90 MM | 17.5179 | 78.4515 | 17.5179087,78.4515101
S07-D04-PE16/02 | Alwal | Valve Chamber | 32 MM | SV-07-DRS | 2026-09-19 16:56 | 2026-09-19 16:56 | ON | 17.5206614,78.506924 | S08-D05-PE05 | 125 MM | 17.521 | 78.4486 | 17.5210428,78.4486136
S07-D04-PE17 | MACHA BOLLARAM | Valve Chamber | 90 MM | SV-07-DRS | 2026-09-19 16:56 | 2026-09-19 16:56 | ON | 17.522789,78.510244 | S08-D05-PE06 | 125 MM | 17.5249 | 78.4455 | 17.5249198,78.4454831
S07-D04-PE18 | Macha Bollaram | Valve Chamber | 125 MM | SV-07-DRS | 2026-09-19 16:56 | 2026-09-19 16:56 | ON | 17.5329842,78.5124559 | S08-D05-PE06/01 | 90 MM | 17.5255 | 78.446 | 17.525508,78.4460253
S07-D04-PE19 | JEEDIMETLA | Valve Chamber | 63 MM | SV-07-DRS | 2026-09-19 16:56 | 2026-09-19 16:56 | ON | 17.5113494,78.4790629 | S08-D05-PE06/02 | 90 MM | 17.5291 | 78.4439 | 17.5290533,78.4438751
S07-D04-PE20 | Petbasheerabad | Valve Chamber | 90 MM | GHMC-DRS | 2026-09-19 16:56 | 2026-09-19 16:56 | ON | 17.5111276,78.4804849 | S08-D05-PE06/03 | 90 MM | 17.5319 | 78.4494 | 17.5318803,78.4493531
S07-D04-PE21 | ALWAL | Valve Chamber | 90 MM | GHMC-DRS | 2026-09-19 16:56 | 2026-09-19 16:56 | ON | 17.50764889,78.48738435 | S08-D05-PE07 | 125 MM | 17.5266 | 78.4395 | 17.526582,78.4394825
S07-D04-PE21/01 | Alwal | Valve Chamber | 63 MM | SV-07-DRS | 2026-09-19 16:56 | 2026-09-19 16:56 | ON | 17.5042441,78.4959817 | S08-D05-PE08 | 125 MM | 17.5274 | 78.4394 | 17.5274007,78.4394423
S07-D04-PE22 | ALWAL | Valve Chamber | 90 MM | SV-07-DRS | 2026-09-19 16:56 | 2026-09-19 16:56 | ON | 17.5087934,78.5043425 | S08-D05-PE09 | 125 MM | 17.5326 | 78.4356 | 17.53255539,78.43556265
S07-D04-PE23 | ALWAL | Valve Chamber | 125 MM | SV-07-DRS | 2026-09-19 16:56 | 2026-09-19 16:56 | ON | 17.507762,78.5040791 | S08-D05-PE10 | 125 MM | 17.5398 | 78.4338 | 17.5397514,78.4337843
S07-D04-PE24 | ALWAL | Valve Chamber | 63 MM | SV-07-DRS | 2026-09-19 16:56 | 2026-09-19 16:56 | ON | 17.5062892,78.5064901 | S08-D05-PE10/01 | 90 MM | 17.5449 | 78.4298 | 17.5448966,78.42981702
S07-D04-PE25 | QUTHBULLAPUR | Valve Chamber | 90 MM | SV-07-DRS | 2026-09-19 16:56 | 2026-09-19 16:56 | ON | 17.50614,78.46702 | S08-D05-PE10/02 | 90 MM | 17.5498 | 78.4228 | 17.54977878,78.42280435
S08-D05-PE01 | Quthbullapur | Valve Chamber | 125 MM | GHMC-DRS | 2026-09-19 16:56 | 2026-09-19 16:56 | ON | 17.4996923,78.4537981 | S08-D05-PE10/03 | 90 MM | 17.5539 | 78.4167 | 17.55385571,78.41669783
S08-D05-PE01/01 | QUTHBULLAPUR | Valve Chamber | 63 MM | GHMC-DRS | 2026-09-19 16:56 | 2026-09-19 16:56 | ON | 17.5011557,78.4589751 | S08-D05-PE11 | 125 MM | 17.4916 | 78.4397 | 17.4915556,78.4396944
S08-D05-PE02 | Quthbullapur | Valve Chamber | 125 MM | GHMC-DRS | 2026-09-19 16:56 | 2026-09-19 16:56 | OFF | 17.5075425,78.4593917 | S08-D05-PE12 | 125 MM | 17.5492 | 78.4325 | 17.549223,78.4325476
S08-D05-PE02/01 | Quthbullapur | Valve Chamber | 63 MM | GHMC-DRS | 2026-09-19 16:56 | 2026-09-19 16:56 | ON | 17.5034507,78.4690908 | S08-D05-PE13 | 125 MM | 17.5678 | 78.4259 | 17.5677843,78.4259287
S08-D05-PE03 | Quthbullapur | Valve Chamber | 125 MM | GHMC-DRS | 2026-09-19 16:56 | 2026-09-19 16:56 | ON | 17.5084699,78.459173 | S08-D05-PE13/01 | 63 MM | 17.5736 | 78.4241 | 17.5735556,78.4241111
S08-D05-PE04 | INDUSTRIAL | Valve Chamber | 125 MM | GHMC-DRS | 2026-09-19 16:56 | 2026-09-19 16:56 | ON | 17.5134473,78.4537774 | S08-D05-PE14 | 125 MM | 17.574 | 78.4238 | 17.5739904,78.4238451
S08-D05-PE04/01 | Jeedimetla | Valve Chamber | 90 MM | GHMC-DRS | 2026-09-19 16:56 | 2026-09-19 16:56 | ON | 17.5179087,78.4515101 | S08-D05-PE14/01 | 90 MM | 17.5773 | 78.4249 | 17.5772611,78.4249404
S08-D05-PE05 | INDUSTRIAL | Valve Chamber | 125 MM | GHMC-DRS | 2026-09-19 16:56 | 2026-09-19 16:56 | ON | 17.5210428,78.4486136 | S08-D05-PE14/02 | 90 MM | 17.5852 | 78.4313 | 17.58523,78.431328
S08-D05-PE06 | INDUSTRIAL | Valve Chamber | 125 MM | GHMC-DRS | 2026-09-19 16:56 | 2026-09-19 16:56 | ON | 17.5249198,78.4454831 | S08-D05-PE14/03 | 90MM | 17.5823 | 78.4186 | 17.5823333,78.4185556
S08-D05-PE06/01 | Jeedimetla | Valve Chamber | 90 MM | GHMC-DRS | 2026-09-19 16:56 | 2026-09-19 16:56 | ON | 17.525508,78.4460253 | S08-D05-PE15 | 125 MM | 17.499 | 78.4521 | 17.49901224,78.45211183
S08-D05-PE06/02 | APUROOPA COLONY | Valve Chamber | 90 MM | GHMC-DRS | 2026-09-19 16:56 | 2026-09-19 16:56 | ON | 17.5290533,78.4438751 | S08-D05-PE15/01 | 90 MM | 17.4891 | 78.445 | 17.48908754,78.44500879
S08-D05-PE06/03 | APUROOPA COLONY | Valve Chamber | 90 MM | GHMC-DRS | 2026-09-19 16:56 | 2026-09-19 16:56 | ON | 17.5318803,78.4493531 | S08-D05-PE15/01 | 90 MM | 17.4947 | 78.3868 | 17.49475,78.3868
S08-D05-PE07 | JEEDIMETLA | Valve Chamber | 125 MM | GHMC-DRS | 2026-09-19 16:56 | 2026-09-19 16:56 | ON | 17.526582,78.4394825 | S08-D05-PE15/02 | 63 MM | 17.492 | 78.4423 | 17.49201057,78.44234932
S08-D05-PE08 | JEEDIMETLA | Valve Chamber | 125 MM | GHMC-DRS | 2026-09-19 16:56 | 2026-09-19 16:56 | ON | 17.5274007,78.4394423 | S08-D05-PE16 | 125 MM | 17.4673 | 78.446 | 17.4673309,78.445966
S08-D05-PE09 | JEEDIMETLA | Valve Chamber | 125 MM | GHMC-DRS | 2026-09-19 16:56 | 2026-09-19 16:56 | ON | 17.53255539,78.43556265 | S08-D05-PE17 | 63 MM | 17.501 | 78.4716 | 17.5010404,78.4715642
S08-D05-PE10 | SURARAM | Valve Chamber | 125 MM | GHMC-DRS | 2026-09-19 16:56 | 2026-09-19 16:56 | ON | 17.5397514,78.4337843 | S08-D05-PE17/01 | 63 MM | 17.5001 | 78.4644 | 17.5001469,78.4644113
S08-D05-PE10/01 | SURARAM | Valve Chamber | 90 MM | GHMC-DRS | 2026-09-19 16:56 | 2026-09-19 16:56 | ON | 17.5448966,78.42981702 | S08-D05-PE17/02 | 63 MM | 17.4936 | 78.4646 | 17.4936301,78.4645589
S08-D05-PE10/02 | SURARAM | Valve Chamber | 90 MM | GHMC-DRS | 2026-09-19 16:56 | 2026-09-19 16:56 | ON | 17.54977878,78.42280435 | S08-D05-PE18 | 63 MM | 17.4998 | 78.4768 | 17.4997631,78.4768433
S08-D05-PE10/03 | SURARAM | Valve Chamber | 90 MM | GHMC-DRS | 2026-09-19 16:56 | 2026-09-19 16:56 | ON | 17.55385571,78.41669783 | S08-D05-PE19 | 125 MM | 17.5007 | 78.4535 | 17.50071,78.45352
S08-D05-PE11 | Gandinagar | Valve Chamber | 125 MM | GHMC Drs | 2026-09-19 16:56 | 2026-09-19 16:56 | ON | 17.4915556,78.4396944 | S10-D06-PE01 | 125 MM | 17.4586 | 78.4192 | 17.458625,78.419237
S08-D05-PE12 | SURARAM | Valve Chamber | 125 MM | GHMC-DRS | 2026-09-19 16:56 | 2026-09-19 16:56 | ON | 17.549223,78.4325476 | S10-D06-PE02 | 125 MM | 17.4595 | 78.42 | 17.4595495,78.4200186
S08-D05-PE13 | BAHADURPALLY | Valve Chamber | 125 MM | GHMC-DRS | 2026-09-19 16:56 | 2026-09-19 16:56 | ON | 17.5677843,78.4259287 | S11-D07-PE01 | 125 MM | 17.4942 | 78.394 | 17.4941803,78.3940393
S08-D05-PE13/01 | Gandimaisamma | Valve Chamber | 63 MM | GHMC-DRS | 2026-09-19 16:56 | 2026-09-19 16:56 | ON | 17.5735556,78.4241111 | S11-D07-PE02 | 125 MM | 17.4989 | 78.3897 | 17.4989126,78.3896694
S08-D05-PE14 | GANDIMAISAMMA | Valve Chamber | 125 MM | GHMC-DRS | 2026-09-19 16:56 | 2026-09-19 16:56 | ON | 17.5739904,78.4238451 | S11-D07-PE02/01 | 63 MM | 17.519 | 78.3858 | 17.5189908,78.3858017
S08-D05-PE14/01 | Gandimaisamma | Valve Chamber | 90 MM | GHMC-DRS | 2026-09-19 16:56 | 2026-09-19 16:56 | ON | 17.5772611,78.4249404 | S11-D07-PE03 | 90 MM | 17.5134 | 78.3838 | 17.51344409,78.38379681
S08-D05-PE14/02 | GANDIMAISAMMA | Valve Chamber | 90 MM | GHMC-DRS | 2026-09-19 16:56 | 2026-09-19 16:56 | ON | 17.58523,78.431328 | S11-D07-PE03/01 | 125 MM | 17.5182 | 78.3793 | 17.5182347,78.3792692
S08-D05-PE14/03 |  | Valve Chamber | 90MM | GHMC-DRS | 2026-09-19 16:56 | 2026-09-19 16:56 | ON | 17.5823333,78.4185556 | S11-D07-PE04 | 90 MM | 17.5192 | 78.3782 | 17.5192054,78.3782481
S08-D05-PE15 | QUTHBULLAPUR | Valve Chamber | 125 MM | GHMC-DRS | 2026-09-19 16:56 | 2026-09-19 16:56 | ON | 17.49901224,78.45211183 | S11-D07-PE05 | 125 MM | 17.5204 | 78.3771 | 17.5203627,78.3771107
S08-D05-PE15/01 | IDPL GANDHI NAGAR RD | Valve Chamber | 90 MM | GHMC-DRS | 2026-09-19 16:56 | 2026-09-19 16:56 | ON | 17.48908754,78.44500879 | S11-D07-PE05/01 | 125 MM | 17.5147 | 78.3725 | 17.5146679,78.3725143
S08-D05-PE15/01 | Vasanthnagar | Valve Chamber | 90 MM | JNTU | 2026-09-19 16:56 | 2026-09-19 16:56 | ON | 17.48908754,78.44500879 | S11-D07-PE06 | 125 MM | 17.5253 | 78.3713 | 17.525327,78.3713159
S08-D05-PE15/02 | IDPL GANDHI NAGAR RD | Valve Chamber | 63 MM | GHMC-DRS | 2026-09-19 16:56 | 2026-09-19 16:56 | ON | 17.49201057,78.44234932 | S11-D07-PE07 | 125 MM | 17.5286 | 78.3661 | 17.5286236,78.3661252
S08-D05-PE16 | Balanagar | Valve Chamber | 125 MM | GHMC-DRS | 2026-09-19 16:56 | 2026-09-19 16:56 | ON | 17.4673309,78.445966 | S11-D07-PE08 | 125 MM | 17.5371 | 78.3646 | 17.5370696,78.364612
S08-D05-PE17 | suchitra | Valve Chamber | 63 MM | GHMC-DRS | 2026-09-19 16:56 | 2026-09-19 16:56 | ON | 17.5010404,78.4715642 | S11-D07-PE09 | 63 MM | 17.5444 | 78.3637 | 17.544359,78.363708
S08-D05-PE17/01 | Quthbullapur | Valve Chamber | 63 MM | GHMC-DRS | 2026-09-20 13:06 | 2026-09-20 13:06 | ON | 17.5001469,78.4644113 | S11-D07-PE10 | 125 MM | 17.5506 | 78.3615 | 17.5506267,78.3615413
S08-D05-PE17/02 | QUTHBULLAPUR | Valve Chamber | 63 MM | GHMC-DRS | 2026-09-21 13:06 | 2026-09-21 13:06 | ON | 17.4936301,78.4645589 | S11-D07-PE10/01 | 90 MM | 17.5477 | 78.3548 | 17.5476719,78.3548488
S08-D05-PE18 | SUCHITRA | Valve Chamber | 63 MM | GHMC-DRS | 2026-09-22 13:06 | 2026-09-22 13:06 | ON | 17.4997631,78.4768433 | S11-D07-PE10/02 | 90 MM | 17.5489 | 78.3523 | 17.5489342,78.3523022
S08-D05-PE19 | QUTHBULLAPUR | Valve Chamber | 125 MM | GHMC-DRS | 2026-09-22 13:06 | 2026-09-22 13:06 | ON | 17.50071,78.45352 | S11-D07-PE11 | 125 MM | 17.5404 | 78.3672 | 17.5403718,78.3671963
S10-D06-PE01 | Moti Nagar | Valve Chamber | 125 MM | AGI -DRS | 2026-09-22 13:06 | 2026-09-22 13:06 | ON | 17.458625,78.419237 | S11-D07-PE11 /01 | 125 MM | 17.5512 | 78.3776 | 17.551224,78.377565
S10-D06-PE02 | BORABANDA | Valve Chamber | 125 MM | AGI -DRS | 2026-09-22 13:06 | 2026-09-22 13:06 | ON | 17.4595495,78.4200186 | S11-D07-PE11/02 | 125 MM | 17.548 | 78.379 | 17.54796,78.37895
S11-D07-PE01 | JNTU | Valve Chamber | 125 MM | JNTU -DRS | 2026-09-22 13:06 | 2026-09-22 13:06 | ON | 17.4941803,78.3940393 | S11-D07-PE11/03 | 125 MM | 17.5472 | 78.3799 | 17.5471578,78.3799162
S11-D07-PE02 | NIZAMPET | Valve Chamber | 125 MM | JNTU -DRS | 2026-09-22 13:06 | 2026-09-22 13:06 | ON | 17.4989126,78.3896694 | S11-D07-PE12 | 90 MM | 17.5436 | 78.3753 | 17.5435914,78.3753154
S11-D07-PE02/01 | NIZAMPET | Valve Chamber | 63 MM | JNTU -DRS | 2026-09-22 13:06 | 2026-09-22 13:06 | ON | 17.5189908,78.3858017 | S11-D07-PE12/02 | 90 MM | 17.5506 | 78.392 | 17.55056,78.39201
S11-D07-PE03 | NIZAMPET | Valve Chamber | 90 MM | JNTU -DRS | 2026-09-22 13:06 | 2026-09-22 13:06 | ON | 17.51344409,78.38379681 | S11-D07-PE13 | 63 MM | 17.529 | 78.3652 | 17.5289744,78.3652001
S11-D07-PE03/01 | NIZAMPET | Valve Chamber | 125 MM | JNTU -DRS | 2026-09-22 13:06 | 2026-09-22 13:06 | ON | 17.5182347,78.3792692 | S11-D07-PE14 | 125 MM | 17.5222 | 78.3559 | 17.5221839,78.3559354
S11-D07-PE04 | NIZAMPET | Valve Chamber | 90 MM | JNTU -DRS | 2026-09-22 13:06 | 2026-09-22 13:06 | ON | 17.5192054,78.3782481 | S11-D07-PE14/01 | 125 MM | 17.5234 | 78.3516 | 17.5234042,78.3515671
S11-D07-PE05 | NIZAMPET | Valve Chamber | 125 MM | JNTU -DRS | 2026-09-22 13:06 | 2026-09-22 13:06 | ON | 17.5203627,78.3771107 | S11-D07-PE14/02 | 125 MM | 17.5239 | 78.3498 | 17.5238955,78.349787
S11-D07-PE05/01 | NIZAMPET | Valve Chamber | 125 MM | JNTU -DRS | 2026-09-22 13:06 | 2026-09-22 13:06 | ON | 17.5146679,78.3725143 | S11-D07-PE14/03 | 63mm | 17.5247 | 78.3465 | 17.52466,78.34647
S11-D07-PE06 | NIZAMPET | Valve Chamber | 125 MM | JNTU -DRS | 2026-09-22 13:06 | 2026-09-22 13:06 | ON | 17.525327,78.3713159 | S11-D07-PE15 | 125 MM | 17.4985 | 78.3879 | 17.4984523,78.3879419
S11-D07-PE07 | NIZAMPET | Valve Chamber | 125 MM | JNTU -DRS | 2026-09-22 13:06 | 2026-09-22 13:06 | ON | 17.5286236,78.3661252 | S11-D07-PE15/02 | 63 MM | 17.4957 | 78.3888 | 17.49567352,78.3887539
S11-D07-PE08 | Bachupally | Valve Chamber | 125 MM | JNTU | 2026-09-22 13:06 | 2026-09-22 13:06 | ON | 17.5370696,78.364612 | S11-D07-PE15/03 | 63 MM | 17.4961 | 78.3879 | 17.49613,78.38794
S11-D07-PE09 | BACHUPALLY | Valve Chamber | 63 MM | JNTU -DRS | 2026-09-22 13:06 | 2026-09-22 13:06 | ON | 17.544359,78.363708 | S11-D07-PE16 | 125 MM | 17.4987 | 78.3875 | 17.4987429,78.3875374
S11-D07-PE10 | MALLAMPET | Valve Chamber | 125 MM | JNTU -DRS | 2026-09-22 13:06 | 2026-09-22 13:06 | ON | 17.5506267,78.3615413 | S11-D07-PE17 | 125 MM | 17.4976 | 78.3781 | 17.4975654,78.3781325
S11-D07-PE10/01 | MALLAMPET | Valve Chamber | 90 MM | JNTU -DRS | 2026-09-22 13:06 | 2026-09-22 13:06 | ON | 17.5476719,78.3548488 | S11-D07-PE17/01 | 90 MM | 17.4936 | 78.3716 | 17.4935804,78.3715772
S11-D07-PE10/02 | Bachupally | Valve Chamber | 90 MM | JNTU -DRS | 2026-09-22 13:06 | 2026-09-22 13:06 | ON | 17.5489342,78.3523022 | S11-D07-PE18 Looping Chamber (D07&D09) | 125 MM | 17.4964 | 78.366 | 17.4964032,78.3660388
S11-D07-PE11 | Bachupally | Valve Chamber | 125 MM | JNTU | 2026-09-22 13:06 | 2026-09-22 13:06 | ON | 17.5403718,78.3671963 | S11-D07-PE19 | 125 MM | 17.4946 | 78.3996 | 17.494559,78.3996428
S11-D07-PE11 /01 | Bachupally | Valve Chamber | 125 MM | JNTU | 2026-09-22 13:06 | 2026-09-22 13:06 | ON | 17.551224,78.377565 | S11-D07-PE20 | 125 MM | 17.4924 | 78.4045 | 17.4923763,78.4045273
S11-D07-PE11/02 | BACHUPALLY | Valve Chamber | 125 MM | JNTU -DRS | 2026-09-22 13:06 | 2026-09-22 13:06 | ON | 17.54796,78.37895 | S11-D07-PE20/01 | 125 mm | 17.4849 | 78.4098 | 17.48485,78.40984
S11-D07-PE11/03 | Bachupally | Valve Chamber | 125 MM | JNTU | 2026-09-22 13:06 | 2026-09-22 13:06 | ON | 17.5471578,78.3799162 | S11-D07-PE21 | 125 MM | 17.4799 | 78.4169 | 17.47990225,78.41686965
S11-D07-PE12 | BACHUPALLY | Valve Chamber | 90 MM | JNTU -DRS | 2026-09-22 13:06 | 2026-09-22 13:06 | ON | 17.5435914,78.3753154 | S11-D07-PE22 | 125 MM | 17.4696 | 78.4115 | 17.46963414,78.41148935
S11-D07-PE12/02 | Bachupally | Valve Chamber | 90 MM | JNTU | 2026-09-22 13:06 | 2026-09-22 13:06 | ON | 17.55056,78.39201 | S11-D07-PE23 | 125 MM | 17.4904 | 78.4079 | 17.4903729,78.4079395
S11-D07-PE13 | NIZAMPET | Valve Chamber | 63 MM | JNTU -DRS | 2026-09-22 13:06 | 2026-09-22 13:06 | ON | 17.5289744,78.3652001 | S11-D07-PE24 | 125 MM | 17.4836 | 78.4133 | 17.48355,78.41327
S11-D07-PE14 | Bachupally | Valve Chamber | 125 MM | JNTU | 2026-09-22 13:06 | 2026-09-22 13:06 | ON | 17.5221839,78.3559354 | S11-D07-PE25 | 125 MM | 17.4836 | 78.39 | 17.483612,78.39001
S11-D07-PE14/01 | Bachupally | Valve Chamber | 125 MM | JNTU | 2026-09-22 13:06 | 2026-09-22 13:06 | ON | 17.5234042,78.3515671 | S11-D07-PE26 | 125 MM | 17.4825 | 78.3899 | 17.48250949,78.38993038
S11-D07-PE14/02 | Bachupally | Valve Chamber | 125 MM | JNTU | 2026-09-22 13:06 | 2026-09-22 13:06 | ON | 17.5238955,78.349787 | VC Completely Removed | 90 MM | 17.4979 | 78.3896 | 17.4978638,78.3896398
S11-D07-PE14/03 | Bachupally | Valve Chamber | 63mm | JNTU | 2026-09-22 13:06 | 2026-09-22 13:06 | ON | 17.52466,78.34647 | VC Completely Removed | 90 MM | 17.5245 | 78.3553 | 17.5245184,78.3553011
S11-D07-PE15 | VASANTH NAGAR | Valve Chamber | 125 MM | JNTU -DRS | 2026-09-22 13:06 | 2026-09-22 13:06 | ON |  | CG-D01-SR01 |  | 17.5902 | 78.5745 | 17.5901935,78.5744692
S11-D07-PE15/02 | JNTU | Valve Chamber | 63 MM | JNTU -DRS | 2026-09-22 13:06 | 2026-09-22 13:06 | ON | 17.49567352,78.3887539 | CG-D01-SR02 |  | 17.5959 | 78.5719 | 17.5959452,78.5718879
S11-D07-PE15/03 | JNTU | Valve Chamber | 63 MM | JNTU | 2026-09-22 13:06 | 2026-09-22 13:06 | ON | 17.49613,78.38794 | CG-D01-SR03 |  | 17.5993 | 78.5532 | 17.5992632,78.5531554
S11-D07-PE16 | JNTU | Valve Chamber | 125 MM | JNTU -DRS | 2026-09-22 13:06 | 2026-09-22 13:06 | ON | 17.4987429,78.3875374 | CG-D01-SR04 |  | 17.6 | 78.5511 | 17.6000368,78.5511387
S11-D07-PE17 | HYDERNAGAR | Valve Chamber | 125 MM | JNTU -DRS | 2026-09-22 13:06 | 2026-09-22 13:06 | ON | 17.4975654,78.3781325 | CG-D01-SR05 |  | 17.6036 | 78.5447 | 17.6035501,78.5446676
S11-D07-PE17/01 | Miyapur | Valve Chamber | 90 MM | JNTU | 2026-09-22 13:06 | 2026-09-22 13:06 | ON | 17.4935804,78.3715772 | CG-D01-SR06 |  | 17.6042 | 78.5481 | 17.6041667,78.5481111
S11-D07-PE18 Looping Chamber (D07&D09) | MIYAPUR | Valve Chamber | 125 MM | JNTU -DRS | 2026-09-22 13:06 | 2026-09-22 13:06 | ON | 17.4964032,78.3660388 | CG-D01-SR07 |  | 17.5906 | 78.5769 | 17.5905782,78.5768527
S11-D07-PE19 | KPHB | Valve Chamber | 125 MM | JNTU -DRS | 2026-09-22 13:06 | 2026-09-22 13:06 | ON |  | DCU-JBS-SR08 |  | 17.3995 | 78.3498 | 17.3994603,78.3498261
S11-D07-PE20 | KPHB | Valve Chamber | 125 MM | JNTU -DRS | 2026-09-22 13:06 | 2026-09-22 13:06 | ON | 17.4923763,78.4045273 | DCU-JBS-SR09 |  | 17.3995 | 78.3498 | 17.3994603,78.3498261
S11-D07-PE20/01 | Kukatpally | Valve Chamber | 125 mm | JNTU | 2026-09-22 13:06 | 2026-09-22 13:06 | ON |  | DCU-MyA-SR03 |  | 17.4 | 78.3533 | 17.399975,78.3533096
S11-D07-PE21 | KUKATPALLY | Valve Chamber | 125 MM | JNTU -DRS | 2026-09-22 13:06 | 2026-09-22 13:06 | ON | 17.47990225,78.41686965 | DCU-MyA-SR04 |  | 17.4 | 78.3533 | 17.399975,78.3533096
S11-D07-PE22 | KUKATPALLY | Valve Chamber | 125 MM | JNTU -DRS | 2026-09-22 13:06 | 2026-09-22 13:06 | ON | 17.46963414,78.41148935 | DCU-PHF-SR05 |  | 17.4137 | 78.339 | 17.4136818,78.3389552
S11-D07-PE23 | Kukatpally | Valve Chamber | 125 MM | JNTU | 2026-09-22 13:06 | 2026-09-22 13:06 | ON | 17.4903729,78.4079395 | DCU-PHF-SR06 |  | 17.4137 | 78.339 | 17.4136818,78.3389552
S11-D07-PE24 | Kukatpally | Valve Chamber | 125 MM | JNTU | 2026-09-22 13:06 | 2026-09-22 13:06 | ON | 17.48355,78.41327 | DCU-PHF-SR07 |  | 17.4137 | 78.339 | 17.4136818,78.3389552
S11-D07-PE25 | KPHB | Valve Chamber | 125 MM | JNTU -DRS | 2026-09-22 13:06 | 2026-09-22 13:06 | ON | 17.483612,78.39001 | DCU-PHF-SR10 |  | 17.4228 | 78.3505 | 17.4228226,78.3505212
S11-D07-PE26 | Near JNTU | Valve Chamber | 125 MM | JNTU -DRS | 2026-09-22 13:06 | 2026-09-22 13:06 | ON | 17.48250949,78.38993038 | DCU-PHF-SR11 |  | 17.4228 | 78.3505 | 17.4228226,78.3505212
CG-D01-SR01 | Shamirpet | SR | 40 |  | 2026-09-22 13:06 | 2026-09-22 13:06 | ON | 17.5901935,78.5744692 | DCU-PHF-SR12 |  | 17.4082 | 78.3382 | 17.4082343,78.3381505
CG-D01-SR02 | Shamirpet | SR | 40 |  | 2026-09-22 13:06 | 2026-09-22 13:06 | ON | 17.5959452,78.5718879 | DCU-PHF-SR13 |  | 17.4082 | 78.3382 | 17.4082343,78.3381505
CG-D01-SR03 | Shamirpet | SR | 40 |  | 2026-09-22 13:06 | 2026-09-22 13:06 | ON | 17.5992632,78.5531554 | DCU-RMT-SR01 |  | 17.4456 | 78.3659 | 17.4455954,78.3658577
CG-D01-SR04 | Shamirpet | SR | 40 |  | 2026-09-22 13:06 | 2026-09-22 13:06 | ON | 17.6000368,78.5511387 | DCU-RMT-SR02 |  | 17.4456 | 78.3659 | 17.4455954,78.3658577
CG-D01-SR05 | Shamirpet | SR | 25 |  | 2026-09-22 13:06 | 2026-09-22 13:06 | ON | 17.6035501,78.5446676 | S02-D02-SR01 |  | 17.6311 | 78.4772 | 17.631051,78.4771778
CG-D01-SR06 | Shamirpet | SR | 25 |  | 2026-09-22 13:06 | 2026-09-22 13:06 | ON | 17.6041667,78.5481111 | S02-D02-SR02 |  | 17.6325 | 78.4749 | 17.632527,78.474888
CG-D01-SR07 | SHamirpet | SR | 65 |  | 2026-09-22 13:06 | 2026-09-22 13:06 | ON | 17.5905782,78.5768527 | S02-D02-SR03 |  | 17.6329 | 78.4788 | 17.6328599,78.4788036
DCU-JBS-SR08 | Nanakramguda | SR | 40 |  | 2026-09-22 13:06 | 2026-09-22 13:06 | ON | 17.3994603,78.3498261 | S02-D02-SR04 |  | 17.6339 | 78.48 | 17.6339418,78.4799975
DCU-JBS-SR09 | Nanakramguda | SR | 40 |  | 2026-09-22 13:06 | 2026-09-22 13:06 | ON | 17.3994603,78.3498261 | S02-D02-SR05 |  | 17.6335 | 78.4813 | 17.6334693,78.4812541
DCU-MyA-SR03 | Nanakramguda | SR | 65 |  | 2026-09-22 13:06 | 2026-09-22 13:06 | ON | 17.399975,78.3533096 | S02-D02-SR06 |  | 17.6327 | 78.4834 | 17.632714,78.4833596
DCU-MyA-SR04 | Nanakramguda | SR | 65 |  | 2026-09-22 13:06 | 2026-09-22 13:06 | ON | 17.399975,78.3533096 | S02-D02-SR07 |  | 17.6404 | 78.4832 | 17.640366,78.483247
DCU-PHF-SR05 | Nanakramguda | SR | 65 |  | 2026-09-22 13:06 | 2026-09-22 13:06 | ON | 17.4136818,78.3389552 | S02-D02-SR08 |  | 17.6365 | 78.4866 | 17.6365476,78.4866324
DCU-PHF-SR06 | Nanakramguda | SR | 65 |  | 2026-09-22 13:06 | 2026-09-22 13:06 | ON | 17.4136818,78.3389552 | S02-D02-SR09 |  | 17.6356 | 78.487 | 17.635583,78.486978
DCU-PHF-SR07 | Nanakramguda | SR | 65 |  | 2026-09-22 13:06 | 2026-09-22 13:06 | ON | 17.4136818,78.3389552 | S02-D02-SR10 |  | 17.6355 | 78.4881 | 17.6354646,78.4880704
DCU-PHF-SR10 | Nanakramguda | SR | 40 |  | 2026-09-22 13:06 | 2026-09-22 13:06 | ON | 17.4228226,78.3505212 | S02-D02-SR11 |  | 17.6373 | 78.4882 | 17.6372696,78.4882433
DCU-PHF-SR11 | Nanakramguda | SR | 40 |  | 2026-09-22 13:06 | 2026-09-22 13:06 | ON | 17.4228226,78.3505212 | S02-D02-SR12 |  | 17.6389 | 78.4911 | 17.6389125,78.4911271
DCU-PHF-SR12 | Nanakramguda | SR | 40 |  | 2026-09-22 13:06 | 2026-09-22 13:06 | ON | 17.4082343,78.3381505 | S02-D02-SR13 |  | 17.6398 | 78.4913 | 17.639834,78.49133
DCU-PHF-SR13 | Nanakramguda | SR | 40 |  | 2026-09-22 13:06 | 2026-09-22 13:06 | ON | 17.4082343,78.3381505 | S02-D02-SR14 |  | 17.6402 | 78.4908 | 17.640226,78.490788
DCU-RMT-SR01 | Gachibowli | SR | 40 |  | 2026-09-22 13:06 | 2026-09-22 13:06 | ON | 17.4455954,78.3658577 | S02-D02-SR15 |  | 17.6398 | 78.4904 | 17.6397515,78.4903655
DCU-RMT-SR02 | Gachibowli | SR | 40 |  | 2026-09-22 13:06 | 2026-09-22 13:06 | ON | 17.4455954,78.3658577 | S02-D02-SR16 |  | 17.6393 | 78.4873 | 17.6393355,78.4872739
S02-D02-SR01 | Medchal | SR | 40 |  | 2026-09-22 13:06 | 2026-09-22 13:06 | ON | 17.631051,78.4771778 | S02-D02-SR17 |  | 17.64 | 78.4884 | 17.639998,78.4883895
S02-D02-SR02 | Medchal | SR | 65 |  | 2026-09-22 13:06 | 2026-09-22 13:06 | ON | 17.632527,78.474888 | S02-D02-SR18 |  | 17.6412 | 78.4924 | 17.6411818,78.4923947
S02-D02-SR03 | Medchal | SR | 25 |  | 2026-09-22 13:06 | 2026-09-22 13:06 | ON | 17.6328599,78.4788036 | S02-D02-SR19 |  | 17.6419 | 78.4926 | 17.6418772,78.4926375
S02-D02-SR04 | Medchal | SR | 25 |  | 2026-09-22 13:06 | 2026-09-22 13:06 | ON | 17.6339418,78.4799975 | S02-D02-SR20 |  | 17.6446 | 78.4936 | 17.644596,78.493576
S02-D02-SR05 | Medchal | SR | 40 |  | 2026-09-22 13:06 | 2026-09-22 13:06 | ON | 17.6334693,78.4812541 | S02-D02-SR21 |  | 17.646 | 78.4931 | 17.6460441,78.4930845
S02-D02-SR06 | Medchal | SR | 40 |  | 2026-09-22 13:06 | 2026-09-22 13:06 | ON | 17.632714,78.4833596 | S02-D02-SR22 |  | 17.645 | 78.4868 | 17.644961,78.4867508
S02-D02-SR07 | Medchal | SR | 25 |  | 2026-09-22 13:06 | 2026-09-22 13:06 | ON | 17.640366,78.483247 | S02-D02-SR23 |  | 17.635 | 78.4858 | 17.635017,78.485835
S02-D02-SR08 | Medchal | SR | 25 |  | 2026-09-22 13:06 | 2026-09-22 13:06 | ON | 17.6365476,78.4866324 | S02-D02-SR24 |  | 17.6303 | 78.4864 | 17.6303404,78.4864038
S02-D02-SR09 | Medchal | SR | 25 |  | 2026-09-22 13:06 | 2026-09-22 13:06 | ON | 17.635583,78.486978 | S02-D02-SR25 |  | 17.6415 | 78.4819 | 17.6415,78.4819444
S02-D02-SR10 | Medchal | SR | 25 |  | 2026-09-22 13:06 | 2026-09-22 13:06 | ON | 17.6354646,78.4880704 | S02-D02-SR26 |  | 17.6324 | 78.4918 | 17.6323884,78.4918054
S02-D02-SR11 | Medchal | SR | 25 |  | 2026-09-22 13:06 | 2026-09-22 13:06 | ON | 17.6372696,78.4882433 | S02-D02-SR27 |  | 17.6346 | 78.478 | 17.6346166,78.4779923
S02-D02-SR12 | Medchal | SR | 25 |  | 2026-09-22 13:06 | 2026-09-22 13:06 | ON | 17.6389125,78.4911271 | S02-D02-SR28 |  | 17.6361 | 78.4927 | 17.6361307,78.4926662
S02-D02-SR13 | Medchal | SR | 25 |  | 2026-09-22 13:06 | 2026-09-22 13:06 | ON | 17.639834,78.49133 | S02-D02-SR29 |  | 17.6361 | 78.4927 | 17.6361453,78.4926774
S02-D02-SR14 | Medchal | SR | 25 |  | 2026-09-22 13:06 | 2026-09-22 13:06 | ON | 17.640226,78.490788 | S07-D04-SR01 |  | 17.5222 | 78.4932 | 17.522187,78.493163
S02-D02-SR15 | Medchal | SR | 25 |  | 2026-09-22 13:06 | 2026-09-22 13:06 | ON | 17.6397515,78.4903655 | S07-D04-SR02 |  | 17.536 | 78.5079 | 17.536014,78.507914
S02-D02-SR16 | Medchal | SR | 25 |  | 2026-09-22 13:06 | 2026-09-22 13:06 | ON | 17.6393355,78.4872739 | S07-D04-SR03 |  | 17.5371 | 78.5133 | 17.5370892,78.513268
S02-D02-SR17 | Medchal | SR | 25 |  | 2026-09-22 13:06 | 2026-09-22 13:06 | ON | 17.639998,78.4883895 | S07-D04-SR04 |  | 17.5404 | 78.5133 | 17.540375,78.5133007
S02-D02-SR18 | Medchal | SR | 100 |  | 2026-09-22 13:06 | 2026-09-22 13:06 | ON | 17.6411818,78.4923947 | S07-D04-SR05 |  | 17.5415 | 78.5133 | 17.541478,78.513281
S02-D02-SR19 | Medchal | SR | 25 |  | 2026-09-22 13:06 | 2026-09-22 13:06 | ON | 17.6418772,78.4926375 | S07-D04-SR06 |  | 17.531 | 78.5126 | 17.530998,78.512584
S02-D02-SR20 | Medchal | SR | 25 |  | 2026-09-22 13:06 | 2026-09-22 13:06 | ON | 17.644596,78.493576 | S07-D04-SR07 |  | 17.5297 | 78.5123 | 17.529743,78.512306
S02-D02-SR21 | Medchal | SR | 25 |  | 2026-09-22 13:06 | 2026-09-22 13:06 | ON | 17.6460441,78.4930845 | S07-D04-SR08 |  | 17.5255 | 78.5114 | 17.525502,78.511415
S02-D02-SR22 | Medchal | SR | 25 |  | 2026-09-22 13:06 | 2026-09-22 13:06 | ON | 17.644961,78.4867508 | S07-D04-SR09 |  | 17.5269 | 78.5024 | 17.526854,78.502403
S02-D02-SR23 | Medchal | SR | 25 |  | 2026-09-22 13:06 | 2026-09-22 13:06 | ON | 17.635017,78.485835 | S07-D04-SR10 |  | 17.5272 | 78.5021 | 17.5272009,78.5020937
S02-D02-SR24 | Medchal | SR | 25 |  | 2026-09-22 13:06 | 2026-09-22 13:06 | ON | 17.6303404,78.4864038 | S07-D04-SR100 |  | 17.5111 | 78.4808 | 17.5111404,78.4808035
S02-D02-SR25 | Medchal | SR | 25 |  | 2026-09-22 13:06 | 2026-09-22 13:06 | ON | 17.6415,78.4819444 | S07-D04-SR11 |  | 17.5266 | 78.5019 | 17.526621,78.501942
S02-D02-SR26 | Medchal | SR | 65 |  | 2026-09-22 13:06 | 2026-09-22 13:06 | ON | 17.6323884,78.4918054 | S07-D04-SR12 |  | 17.5237 | 78.5015 | 17.52368,78.5015024
S02-D02-SR27 | Medchal | SR | 100 |  | 2026-09-22 13:06 | 2026-09-22 13:06 | ON | 17.6346166,78.4779923 | S07-D04-SR13 |  | 17.5221 | 78.5014 | 17.522104,78.501414
S02-D02-SR28 | Medchal | SR | 100 |  | 2026-09-22 13:06 | 2026-09-22 13:06 | ON | 17.6361307,78.4926662 | S07-D04-SR14 |  | 17.5188 | 78.5016 | 17.518767,78.5016315
S02-D02-SR29 | Medchal | SR | 100 |  | 2026-09-22 13:06 | 2026-09-22 13:06 | ON | 17.6361453,78.4926774 | S07-D04-SR15 |  | 17.5227 | 78.4981 | 17.5226592,78.4980827
S07-D04-SR01 | Alwal | SR | 40 |  | 2026-09-22 13:06 | 2026-09-22 13:06 | ON | 17.522187,78.493163 | S07-D04-SR16 |  | 17.5425 | 78.5132 | 17.5424634,78.5131869
S07-D04-SR02 | Alwal | SR | 40 |  | 2026-09-22 13:06 | 2026-09-22 13:06 | ON | 17.536014,78.507914 | S07-D04-SR17 |  | 17.5256 | 78.5066 | 17.5256335,78.5066026
S07-D04-SR03 | Alwal | SR | 65 |  | 2026-09-22 13:06 | 2026-09-22 13:06 | ON | 17.5370892,78.513268 | S07-D04-SR18 |  | 17.5348 | 78.513 | 17.534842,78.513033
S07-D04-SR04 | Alwal | SR | 65 |  | 2026-09-22 13:06 | 2026-09-22 13:06 | ON | 17.540375,78.5133007 | S07-D04-SR19 |  | 17.5397 | 78.5134 | 17.539651,78.513413
S07-D04-SR05 | Alwal | SR | 65 |  | 2026-09-22 13:06 | 2026-09-22 13:06 | ON | 17.541478,78.513281 | S07-D04-SR20 |  | 17.5298 | 78.5123 | 17.529782,78.512312
S07-D04-SR06 | Alwal | SR | 25 |  | 2026-09-22 13:06 | 2026-09-22 13:06 | ON | 17.530998,78.512584 | S07-D04-SR21 |  | 17.5262 | 78.506 | 17.526174,78.505985
S07-D04-SR07 | Alwal | SR | 65 |  | 2026-09-22 13:06 | 2026-09-22 13:06 | ON | 17.529743,78.512306 | S07-D04-SR22 |  | 17.5244 | 78.5016 | 17.524384,78.501605
S07-D04-SR08 | Alwal | SR | 40 |  | 2026-09-22 13:06 | 2026-09-22 13:06 | ON | 17.525502,78.511415 | S07-D04-SR23 |  | 17.5221 | 78.492 | 17.5221405,78.4920449
S07-D04-SR09 | Alwal | SR | 65 |  | 2026-09-22 13:06 | 2026-09-22 13:06 | ON | 17.526854,78.502403 | S07-D04-SR24 |  | 17.518 | 78.5015 | 17.5180372,78.5014568
S07-D04-SR10 | Alwal | SR | 65 |  | 2026-09-22 13:06 | 2026-09-22 13:06 | ON | 17.5272009,78.5020937 | S07-D04-SR25 |  | 17.5165 | 78.5014 | 17.5164942,78.501372
S07-D04-SR100 | Suchitra | SR | 100 |  | 2026-09-22 13:06 | 2026-09-22 13:06 | ON | 17.5111404,78.4808035 | S07-D04-SR26 |  | 17.5089 | 78.5073 | 17.5088824,78.507303
S07-D04-SR11 | Alwal | SR | 65 |  | 2026-09-22 13:06 | 2026-09-22 13:06 | ON | 17.526621,78.501942 | S07-D04-SR27 |  | 17.5089 | 78.5073 | 17.5088587,78.507297
S07-D04-SR12 | Alwal | SR | 65 |  | 2026-09-22 13:06 | 2026-09-22 13:06 | ON | 17.52368,78.5015024 | S07-D04-SR28 |  | 17.5061 | 78.4931 | 17.506139,78.493056
S07-D04-SR13 | Alwal | SR | 65 |  | 2026-09-22 13:06 | 2026-09-22 13:06 | ON | 17.522104,78.501414 | S07-D04-SR29 |  | 17.5061 | 78.4931 | 17.506139,78.493056
S07-D04-SR14 | Alwal | SR | 100 |  | 2026-09-22 13:06 | 2026-09-22 13:06 | ON | 17.518767,78.5016315 | S07-D04-SR30 |  | 17.5071 | 78.4889 | 17.507094,78.488944
S07-D04-SR15 | Alwal | SR | 40 |  | 2026-09-22 13:06 | 2026-09-22 13:06 | ON | 17.5226592,78.4980827 | S07-D04-SR31 |  | 17.5021 | 78.4809 | 17.5021393,78.480948
S07-D04-SR16 | Alwal | SR | 65 |  | 2026-09-22 13:06 | 2026-09-22 13:06 | ON | 17.5424634,78.5131869 | S07-D04-SR32 |  | 17.5633 | 78.4875 | 17.5632582,78.4875457
S07-D04-SR17 | Alwal | SR | 65 |  | 2026-09-22 13:06 | 2026-09-22 13:06 | ON | 17.5256335,78.5066026 | S07-D04-SR33 |  | 17.5621 | 78.4882 | 17.5620805,78.4882189
S07-D04-SR18 | Alwal | SR | 65 |  | 2026-09-22 13:06 | 2026-09-22 13:06 | ON | 17.534842,78.513033 | S07-D04-SR34 |  | 17.5621 | 78.4882 | 17.5620805,78.4882189
S07-D04-SR19 | Alwal | SR | 65 |  | 2026-09-22 13:06 | 2026-09-22 13:06 | ON | 17.539651,78.513413 | S07-D04-SR35 |  | 17.5612 | 78.4884 | 17.561194,78.488376
S07-D04-SR20 | Alwal | SR | 100 |  | 2026-09-22 13:06 | 2026-09-22 13:06 | ON | 17.529782,78.512312 | S07-D04-SR36 |  | 17.5562 | 78.4854 | 17.5561921,78.4854183
S07-D04-SR21 | Alwal | SR | 40 |  | 2026-09-22 13:06 | 2026-09-22 13:06 | ON | 17.526174,78.505985 | S07-D04-SR37 |  | 17.5568 | 78.4855 | 17.556763,78.4855309
S07-D04-SR22 | Alwal | SR | 65 |  | 2026-09-22 13:06 | 2026-09-22 13:06 | ON | 17.524384,78.501605 | S07-D04-SR38 |  | 17.5992 | 78.4698 | 17.5991799,78.4698346
S07-D04-SR23 | Alwal | SR | 65 |  | 2026-09-22 13:06 | 2026-09-22 13:06 | ON | 17.5221405,78.4920449 | S07-D04-SR39 |  | 17.5653 | 78.4691 | 17.5652948,78.4690862
S07-D04-SR24 | Alwal | SR | 25 |  | 2026-09-22 13:06 | 2026-09-22 13:06 | ON | 17.5180372,78.5014568 | S07-D04-SR40 |  | 17.5667 | 78.4853 | 17.5667167,78.4853445
S07-D04-SR25 | Alwal | SR | 100 |  | 2026-09-22 13:06 | 2026-09-22 13:06 | ON | 17.5164942,78.501372 | S07-D04-SR41 |  | 17.599 | 78.4706 | 17.5990002,78.4706386
S07-D04-SR26 | Alwal | SR | 65 |  | 2026-09-22 13:06 | 2026-09-22 13:06 | ON | 17.5088824,78.507303 | S07-D04-SR42 |  | 17.5971 | 78.4675 | 17.597066,78.46752
S07-D04-SR27 | Alwal | SR | 65 |  | 2026-09-22 13:06 | 2026-09-22 13:06 | ON | 17.5088587,78.507297 | S07-D04-SR44 |  | 17.5387 | 78.4876 | 17.5386988,78.4876327
S07-D04-SR28 | Alwal | SR | 65 |  | 2026-09-22 13:06 | 2026-09-22 13:06 | ON | 17.506139,78.493056 | S07-D04-SR45 |  | 17.5376 | 78.4881 | 17.5375848,78.4880862
S07-D04-SR29 | Alwal | SR | 65 |  | 2026-09-22 13:06 | 2026-09-22 13:06 | ON | 17.506139,78.493056 | S07-D04-SR46 |  | 17.5378 | 78.4882 | 17.537795,78.48823
S07-D04-SR30 | Alwal | SR | 40 |  | 2026-09-22 13:06 | 2026-09-22 13:06 | ON | 17.507094,78.488944 | S07-D04-SR47 |  | 17.5366 | 78.4844 | 17.5365876,78.4843892
S07-D04-SR31 | Suchitra | SR | 40 |  | 2026-09-22 13:06 | 2026-09-22 13:06 | ON | 17.5021393,78.480948 | S07-D04-SR48 |  | 17.5386 | 78.4824 | 17.5386358,78.4824033
S07-D04-SR32 | Gundlapochampalli | SR | 25 |  | 2026-09-22 13:06 | 2026-09-22 13:06 | ON | 17.5632582,78.4875457 | S07-D04-SR49 |  | 17.532 | 78.4799 | 17.5319672,78.4798855
S07-D04-SR33 | Gundlapochampalli | SR | 25 |  | 2026-09-22 13:06 | 2026-09-22 13:06 | ON | 17.5620805,78.4882189 | S07-D04-SR50 |  | 17.5329 | 78.4783 | 17.5328674,78.478342
S07-D04-SR34 | Gundlapochampalli | SR | 25 |  | 2026-09-22 13:06 | 2026-09-22 13:06 | ON | 17.5620805,78.4882189 | S07-D04-SR51 |  | 17.5327 | 78.4831 | 17.5326929,78.4831366
S07-D04-SR35 | Gundlapochampalli | SR | 65 |  | 2026-09-22 13:06 | 2026-09-22 13:06 | ON | 17.561194,78.488376 | S07-D04-SR52 |  | 17.5154 | 78.4774 | 17.5154053,78.4773717
S07-D04-SR36 | Gundlapochampalli | SR | 40 |  | 2026-09-22 13:06 | 2026-09-22 13:06 | ON | 17.5561921,78.4854183 | S07-D04-SR53 |  | 17.5154 | 78.4774 | 17.5154053,78.4773717
S07-D04-SR37 | Gundlapochampalli | SR | 100 |  | 2026-09-22 13:06 | 2026-09-22 13:06 | ON | 17.556763,78.4855309 | S07-D04-SR54 |  | 17.5156 | 78.4769 | 17.515608,78.4769326
S07-D04-SR38 | Gundlapochampalli | SR | 40 |  | 2026-09-22 13:06 | 2026-09-22 13:06 | ON | 17.5991799,78.4698346 | S07-D04-SR55 |  | 17.5156 | 78.4769 | 17.515608,78.4769326
S07-D04-SR39 | Gundlapochampalli | SR | 100 |  | 2026-09-22 13:06 | 2026-09-22 13:06 | ON | 17.5652948,78.4690862 | S07-D04-SR56 |  | 17.5175 | 78.4818 | 17.5175021,78.4817683
S07-D04-SR40 | Gundlapochampalli | SR | 65 |  | 2026-09-22 13:06 | 2026-09-22 13:06 | ON | 17.5667167,78.4853445 | S07-D04-SR57 |  | 17.556 | 78.4898 | 17.55604,78.489775
S07-D04-SR41 | Gundlapochampalli | SR | 65 |  | 2026-09-22 13:06 | 2026-09-22 13:06 | ON | 17.5990002,78.4706386 | S07-D04-SR58 |  | 17.5144 | 78.4784 | 17.51443,78.4783602
S07-D04-SR42 | Gundlapochampalli | SR | 65 |  | 2026-09-22 13:06 | 2026-09-22 13:06 | ON | 17.597066,78.46752 | S07-D04-SR59 |  | 17.5134 | 78.4756 | 17.5133867,78.4756042
S07-D04-SR44 | Kompally | SR | 25 |  | 2026-09-22 13:06 | 2026-09-22 13:06 | ON | 17.5386988,78.4876327 | S07-D04-SR60 |  | 17.5316 | 78.4817 | 17.53157,78.481749
S07-D04-SR45 | Kompally | SR | 25 |  | 2026-09-22 13:06 | 2026-09-22 13:06 | ON | 17.5375848,78.4880862 | S07-D04-SR61 |  | 17.5326 | 78.483 | 17.5326435,78.483024
S07-D04-SR46 | Kompally | SR | 25 |  | 2026-09-22 13:06 | 2026-09-22 13:06 | ON | 17.537795,78.48823 | S07-D04-SR62 |  | 17.5313 | 78.4818 | 17.53131,78.481833
S07-D04-SR47 | Kompally | SR | 100 |  | 2026-09-22 13:06 | 2026-09-22 13:06 | ON | 17.5365876,78.4843892 | S07-D04-SR63 |  | 17.5359 | 78.4844 | 17.5359193,78.4843759
S07-D04-SR48 | Kompally | SR | 65 |  | 2026-09-22 13:06 | 2026-09-22 13:06 | ON | 17.5386358,78.4824033 | S07-D04-SR64 |  | 17.5324 | 78.4839 | 17.5324167,78.4839444
S07-D04-SR49 | Kompally | SR | 25 |  | 2026-09-22 13:06 | 2026-09-22 13:06 | ON | 17.5319672,78.4798855 | S07-D04-SR65 |  | 17.5321 | 78.4822 | 17.5321283,78.4821723
S07-D04-SR50 | Kompally | SR | 25 |  | 2026-09-22 13:06 | 2026-09-22 13:06 | ON | 17.5328674,78.478342 | S07-D04-SR66 |  | 17.5388 | 78.4877 | 17.5388166,78.4876965
S07-D04-SR51 | Kompally | SR | 65 |  | 2026-09-22 13:06 | 2026-09-22 13:06 | ON | 17.5326929,78.4831366 | S07-D04-SR67 |  | 17.528 | 78.4854 | 17.5280263,78.4854182
S07-D04-SR52 | Kompally | SR | 25 |  | 2026-09-22 13:06 | 2026-09-22 13:06 | ON | 17.5154053,78.4773717 | S07-D04-SR68 |  | 17.5433 | 78.4784 | 17.5432881,78.4783775
S07-D04-SR53 | Kompally | SR | 25 |  | 2026-09-22 13:06 | 2026-09-22 13:06 | ON | 17.5154053,78.4773717 | S07-D04-SR69 |  | 17.5175 | 78.4801 | 17.517547,78.4801262
S07-D04-SR54 | Kompally | SR | 25 |  | 2026-09-22 13:06 | 2026-09-22 13:06 | ON | 17.515608,78.4769326 | S07-D04-SR70 |  | 17.5336 | 78.4775 | 17.5335833,78.4774722
S07-D04-SR55 | Kompally | SR | 25 |  | 2026-09-22 13:06 | 2026-09-22 13:06 | ON | 17.515608,78.4769326 | S07-D04-SR71 |  | 17.5339 | 78.4841 | 17.5339167,78.4840833
S07-D04-SR56 | Kompally | SR | 100 |  | 2026-09-22 13:06 | 2026-09-22 13:06 | ON | 17.5175021,78.4817683 | S07-D04-SR72 |  | 17.5081 | 78.4789 | 17.5080556,78.4788889
S07-D04-SR57 | Kompally | SR | 25 |  | 2026-09-22 13:06 | 2026-09-22 13:06 | ON | 17.55604,78.489775 | S07-D04-SR73 |  | 17.5581 | 78.4914 | 17.558083,78.491389
S07-D04-SR58 | Kompally | SR | 65 |  | 2026-09-22 13:06 | 2026-09-22 13:06 | ON | 17.51443,78.4783602 | S07-D04-SR74 |  | 17.5466 | 78.4922 | 17.5465791,78.4922028
S07-D04-SR59 | Pipeline Road | SR | 25 |  | 2026-09-22 13:06 | 2026-09-22 13:06 | ON | 17.5133867,78.4756042 | S07-D04-SR75 |  | 17.5443 | 78.4916 | 17.5443056,78.4915833
S07-D04-SR60 | Kompally | SR | 25 |  | 2026-09-22 13:06 | 2026-09-22 13:06 | ON | 17.53157,78.481749 | S07-D04-SR76 |  | 17.5351 | 78.4854 | 17.5351111,78.4853889
S07-D04-SR61 | Kompally | SR | 100 |  | 2026-09-22 13:06 | 2026-09-22 13:06 | ON | 17.5326435,78.483024 | S07-D04-SR77 |  | 17.5099 | 78.4668 | 17.509872,78.466844
S07-D04-SR62 | Kompally | SR | 25 |  | 2026-09-22 13:06 | 2026-09-22 13:06 | ON | 17.53131,78.481833 | S07-D04-SR78 |  | 17.511 | 78.4675 | 17.511041,78.467509
S07-D04-SR63 | Kompally | SR | 65 |  | 2026-09-22 13:06 | 2026-09-22 13:06 | ON | 17.5359193,78.4843759 | S07-D04-SR79 |  | 17.5133 | 78.4689 | 17.513302,78.46886
S07-D04-SR64 | Kompally | SR | 25 |  | 2026-09-22 13:06 | 2026-09-22 13:06 | ON | 17.5324167,78.4839444 | S07-D04-SR80 |  | 17.5127 | 78.4685 | 17.51274,78.468495
S07-D04-SR65 | Kompally | SR | 25 |  | 2026-09-22 13:06 | 2026-09-22 13:06 | ON | 17.5321283,78.4821723 | S07-D04-SR81 |  | 17.5133 | 78.4681 | 17.513344,78.468117
S07-D04-SR66 | Kompally | SR | 25 |  | 2026-09-22 13:06 | 2026-09-22 13:06 | ON | 17.5388166,78.4876965 | S07-D04-SR82 |  | 17.5134 | 78.468 | 17.5133697,78.4679986
S07-D04-SR67 | Kompally | SR | 65 |  | 2026-09-22 13:06 | 2026-09-22 13:06 | ON | 17.5280263,78.4854182 | S07-D04-SR83 |  | 17.5121 | 78.4767 | 17.512094,78.476674
S07-D04-SR68 | Kompally | SR | 100 |  | 2026-09-22 13:06 | 2026-09-22 13:06 | ON | 17.5432881,78.4783775 | S07-D04-SR84 |  | 17.5131 | 78.4735 | 17.5131256,78.4735454
S07-D04-SR69 | Kompally | SR | 25 |  | 2026-09-22 13:06 | 2026-09-22 13:06 | ON | 17.517547,78.4801262 | S07-D04-SR85 |  | 17.5133 | 78.4732 | 17.513347,78.473201
S07-D04-SR70 | Kompally | SR | 25 |  | 2026-09-22 13:06 | 2026-09-22 13:06 | ON | 17.5335833,78.4774722 | S07-D04-SR86 |  | 17.512 | 78.4671 | 17.512008,78.467145
S07-D04-SR71 | Kompally | SR | 40 |  | 2026-09-22 13:06 | 2026-09-22 13:06 | ON | 17.5339167,78.4840833 | S07-D04-SR87 |  | 17.5053 | 78.5062 | 17.5052778,78.5061944
S07-D04-SR72 | Suchitra | SR | 25 |  | 2026-09-22 13:06 | 2026-09-22 13:06 | ON | 17.5080556,78.4788889 | S07-D04-SR88 |  | 17.5135 | 78.467 | 17.5135,78.467
S07-D04-SR73 | Kompally | SR | 65 |  | 2026-09-22 13:06 | 2026-09-22 13:06 | ON | 17.558083,78.491389 | S07-D04-SR89 |  | 17.5136 | 78.4665 | 17.5135848,78.4665043
S07-D04-SR74 | Kompally | SR | 40 |  | 2026-09-22 13:06 | 2026-09-22 13:06 | ON | 17.5465791,78.4922028 | S07-D04-SR90 |  | 17.5581 | 78.4914 | 17.5580833,78.4913889
S07-D04-SR75 | Kompally | SR | 40 |  | 2026-09-22 13:06 | 2026-09-22 13:06 | ON | 17.5443056,78.4915833 | S07-D04-SR91 |  | 17.5347 | 78.4849 | 17.534718,78.484921
S07-D04-SR76 | Kompally | SR | 25 |  | 2026-09-22 13:06 | 2026-09-22 13:06 | ON | 17.5351111,78.4853889 | S07-D04-SR92 |  | 17.5329 | 78.4838 | 17.5329167,78.4838056
S07-D04-SR77 | Quthbullapur | SR | 25 |  | 2026-09-22 13:06 | 2026-09-22 13:06 | ON | 17.509872,78.466844 | S07-D04-SR94 |  | 17.512 | 78.4665 | 17.511984,78.466503
S07-D04-SR78 | Quthbullapur | SR | 65 |  | 2026-09-22 13:06 | 2026-09-22 13:06 | ON | 17.511041,78.467509 | S07-D04-SR97 |  | 17.5433 | 78.4784 | 17.5432728,78.4784389
S07-D04-SR79 | Quthbullapur | SR | 65 |  | 2026-09-22 13:06 | 2026-09-22 13:06 | ON | 17.513302,78.46886 | S07-D04-SR98 |  | 17.5632 | 78.4871 | 17.5631654103333,78.4870979050811
S07-D04-SR80 | Quthbullapur | SR | 65 |  | 2026-09-22 13:06 | 2026-09-22 13:06 | ON | 17.51274,78.468495 | S07-D04-SR99 |  | 17.5094 | 78.4701 | 17.5093611,78.4700833
S07-D04-SR81 | Quthbullapur | SR | 65 |  | 2026-09-22 13:06 | 2026-09-22 13:06 | ON | 17.513344,78.468117 | S08-D05-SR01 |  | 17.5064 | 78.4606 | 17.506448,78.460638
S07-D04-SR82 | Quthbullapur | SR | 65 |  | 2026-09-22 13:06 | 2026-09-22 13:06 | ON | 17.5133697,78.4679986 | S08-D05-SR03 |  | 17.5073 | 78.4596 | 17.507299,78.459564
S07-D04-SR83 | Quthbullapur | SR | 25 |  | 2026-09-22 13:06 | 2026-09-22 13:06 | ON | 17.512094,78.476674 | S08-D05-SR04 |  | 17.5073 | 78.4596 | 17.507299,78.459564
S07-D04-SR84 | Quthbullapur | SR | 100 |  | 2026-09-22 13:06 | 2026-09-22 13:06 | ON | 17.5131256,78.4735454 | S08-D05-SR05 |  | 17.5001 | 78.459 | 17.5000958,78.4589948
S07-D04-SR85 | Quthbullapur | SR | 25 |  | 2026-09-22 13:06 | 2026-09-22 13:06 | ON | 17.513347,78.473201 | S08-D05-SR06 |  | 17.5001 | 78.459 | 17.5000958,78.4589948
S07-D04-SR86 | Quthbullapur | SR | 25 |  | 2026-09-22 13:06 | 2026-09-22 13:06 | ON | 17.512008,78.467145 | S08-D05-SR07 |  | 17.5021 | 78.4703 | 17.5021425,78.47033
S07-D04-SR87 | Alwal | SR | 40 |  | 2026-09-22 13:06 | 2026-09-22 13:06 | ON | 17.5052778,78.5061944 | S08-D05-SR08 |  | 17.5021 | 78.4703 | 17.5021425,78.47033
S07-D04-SR88 | Quthbullapur | SR | 25 |  | 2026-09-22 13:06 | 2026-09-22 13:06 | ON | 17.5135,78.467 | S08-D05-SR09 |  | 17.5041 | 78.4695 | 17.504067,78.469458
S07-D04-SR89 | Quthbullapur | SR | 25 |  | 2026-09-22 13:06 | 2026-09-22 13:06 | ON | 17.5135848,78.4665043 | S08-D05-SR10 |  | 17.5057 | 78.4697 | 17.5056974,78.4697355
S07-D04-SR90 | Kompally | SR | 65 |  | 2026-09-22 13:06 | 2026-09-22 13:06 | ON | 17.5580833,78.4913889 | S08-D05-SR11 |  | 17.5062 | 78.4699 | 17.5061955,78.4698873
S07-D04-SR91 | Kompally | SR | 25 |  | 2026-09-22 13:06 | 2026-09-22 13:06 | ON | 17.534718,78.484921 | S08-D05-SR12 |  | 17.4997 | 78.4672 | 17.4996584,78.4672166
S07-D04-SR92 | Kompally | SR | 25 |  | 2026-09-22 13:06 | 2026-09-22 13:06 | ON | 17.5329167,78.4838056 | S08-D05-SR13 |  | 17.5018 | 78.4681 | 17.5018225,78.4680534
S07-D04-SR94 | Quthbullapur | SR | 25 |  | 2026-09-22 13:06 | 2026-09-22 13:06 | ON | 17.511984,78.466503 | S08-D05-SR14 |  | 17.4991 | 78.4684 | 17.499108,78.468443
S07-D04-SR97 | Kompally | SR | 100 |  | 2026-09-22 13:06 | 2026-09-22 13:06 | ON | 17.5432728,78.4784389 | S08-D05-SR15 |  | 17.5006 | 78.4659 | 17.5006182,78.4659221
S07-D04-SR98 | Gundlapochampalli | SR | 100 |  | 2026-09-22 13:06 | 2026-09-22 13:06 | ON | 17.5631654103333,78.4870979050811 | S08-D05-SR16 |  | 17.5006 | 78.4659 | 17.5006182,78.4659221
S07-D04-SR99 | Quthbullapur | SR | 100 |  | 2026-09-22 13:06 | 2026-09-22 13:06 | ON | 17.5093611,78.4700833 | S08-D05-SR17 |  | 17.5031 | 78.4714 | 17.5030829,78.4714485
S08-D05-SR01 | Quthbullapur | SR | 40 |  | 2026-09-22 13:06 | 2026-09-22 13:06 | ON | 17.506448,78.460638 | S08-D05-SR18 |  | 17.502 | 78.4709 | 17.5020187,78.4709124
S08-D05-SR03 | Quthbullapur | SR | 25 |  | 2026-09-22 13:06 | 2026-09-22 13:06 | ON | 17.507299,78.459564 | S08-D05-SR19 |  | 17.5084 | 78.464 | 17.5084167,78.4639722
S08-D05-SR04 | Quthbullapur | SR | 25 |  | 2026-09-22 13:06 | 2026-09-22 13:06 | ON | 17.507299,78.459564 | S08-D05-SR20 |  | 17.5046 | 78.4622 | 17.5046389,78.4621944
S08-D05-SR05 | Quthbullapur | SR | 25 |  | 2026-09-22 13:06 | 2026-09-22 13:06 | ON | 17.5000958,78.4589948 | S08-D05-SR21 |  | 17.5003 | 78.4588 | 17.500319,78.4588157
S08-D05-SR06 | Quthbullapur | SR | 25 |  | 2026-09-22 13:06 | 2026-09-22 13:06 | ON | 17.5000958,78.4589948 | S08-D05-SR22 |  | 17.545 | 78.4395 | 17.544969,78.439455
S08-D05-SR07 | Quthbullapur | SR | 65 |  | 2026-09-22 13:06 | 2026-09-22 13:06 | ON | 17.5021425,78.47033 | S08-D05-SR23 |  | 17.545 | 78.4404 | 17.5450282,78.4403861
S08-D05-SR08 | Quthbullapur | SR | 65 |  | 2026-09-22 13:06 | 2026-09-22 13:06 | ON | 17.5021425,78.47033 | S08-D05-SR24 |  | 17.5439 | 78.4364 | 17.543891,78.436382
S08-D05-SR09 | Quthbullapur | SR | 25 |  | 2026-09-22 13:06 | 2026-09-22 13:06 | ON | 17.504067,78.469458 | S08-D05-SR25 |  | 17.5437 | 78.4346 | 17.543663,78.434615
S08-D05-SR10 | Quthbullapur | SR | 25 |  | 2026-09-22 13:06 | 2026-09-22 13:06 | ON | 17.5056974,78.4697355 | S08-D05-SR26 |  | 17.5291 | 78.4495 | 17.5291231,78.4494828
S08-D05-SR11 | Quthbullapur | SR | 25 |  | 2026-09-22 13:06 | 2026-09-22 13:06 | ON | 17.5061955,78.4698873 | S08-D05-SR27 |  | 17.5293 | 78.4492 | 17.5293028,78.4491948
S08-D05-SR12 | Quthbullapur | SR | 100 |  | 2026-09-22 13:06 | 2026-09-22 13:06 | ON | 17.4996584,78.4672166 | S08-D05-SR28 |  | 17.5383 | 78.4353 | 17.538345,78.435269
S08-D05-SR13 | Quthbullapur | SR | 25 |  | 2026-09-22 13:06 | 2026-09-22 13:06 | ON | 17.5018225,78.4680534 | S08-D05-SR29 |  | 17.5384 | 78.439 | 17.538406,78.438963
S08-D05-SR14 | Quthbullapur | SR | 65 |  | 2026-09-22 13:06 | 2026-09-22 13:06 | ON | 17.499108,78.468443 | S08-D05-SR30 |  | 17.5436 | 78.4388 | 17.543621,78.438793
S08-D05-SR15 | Quthbullapur | SR | 65 |  | 2026-09-22 13:06 | 2026-09-22 13:06 | ON | 17.5006182,78.4659221 | S08-D05-SR31 |  | 17.5326 | 78.4456 | 17.5325556,78.4456389
S08-D05-SR16 | Quthbullapur | SR | 65 |  | 2026-09-22 13:06 | 2026-09-22 13:06 | ON | 17.5006182,78.4659221 | S08-D05-SR32 |  | 17.5434 | 78.4393 | 17.5433611,78.4393056
S08-D05-SR17 | Quthbullapur | SR | 25 |  | 2026-09-22 13:06 | 2026-09-22 13:06 | ON | 17.5030829,78.4714485 | S08-D05-SR33 |  | 17.5433 | 78.4373 | 17.5433333,78.4373056
S08-D05-SR18 | Quthbullapur | SR | 25 |  | 2026-09-22 13:06 | 2026-09-22 13:06 | ON | 17.5020187,78.4709124 | S08-D05-SR34 |  | 17.4819 | 78.4481 | 17.4818716,78.4480862
S08-D05-SR19 | Quthbullapur | SR | 40 |  | 2026-09-22 13:06 | 2026-09-22 13:06 | ON | 17.5084167,78.4639722 | S08-D05-SR35 |  | 17.4826 | 78.4488 | 17.4826065,78.4488107
S08-D05-SR20 | Quthbullapur | SR | 40 |  | 2026-09-22 13:06 | 2026-09-22 13:06 | ON | 17.5046389,78.4621944 | S08-D05-SR36 |  | 17.4879 | 78.4449 | 17.487931,78.444913
S08-D05-SR21 | Quthbullapur | SR | 25 |  | 2026-09-22 13:06 | 2026-09-22 13:06 | ON | 17.500319,78.4588157 | S08-D05-SR37 |  | 17.4879 | 78.4449 | 17.4879309,78.4449131
S08-D05-SR22 | Suraram | SR | 40 |  | 2026-09-22 13:06 | 2026-09-22 13:06 | ON | 17.544969,78.439455 | S08-D05-SR38 |  | 17.4952 | 78.4436 | 17.495197,78.443572
S08-D05-SR23 | Suraram | SR | 100 |  | 2026-09-22 13:06 | 2026-09-22 13:06 | ON | 17.5450282,78.4403861 | S08-D05-SR39 |  | 17.4891 | 78.4489 | 17.4891389,78.4489167
S08-D05-SR24 | Suraram | SR | 40 |  | 2026-09-22 13:06 | 2026-09-22 13:06 | ON | 17.543891,78.436382 | S08-D05-SR40 |  | 17.5398 | 78.4334 | 17.5397612,78.4333603
S08-D05-SR25 | Suraram | SR | 40 |  | 2026-09-22 13:06 | 2026-09-22 13:06 | ON | 17.543663,78.434615 | S08-D05-SR41 |  | 17.5422 | 78.4315 | 17.5421736,78.431478
S08-D05-SR26 | Suraram | SR | 100 |  | 2026-09-22 13:06 | 2026-09-22 13:06 | ON | 17.5291231,78.4494828 | S08-D05-SR42 |  | 17.5434 | 78.4278 | 17.543447,78.4277537
S08-D05-SR27 | Suraram | SR | 100 |  | 2026-09-22 13:06 | 2026-09-22 13:06 | ON | 17.5293028,78.4491948 | S08-D05-SR43 |  | 17.545 | 78.4242 | 17.5450062,78.424163
S08-D05-SR28 | Suraram | SR | 40 |  | 2026-09-22 13:06 | 2026-09-22 13:06 | ON | 17.538345,78.435269 | S08-D05-SR44 |  | 17.5453 | 78.4294 | 17.5452534,78.4293907
S08-D05-SR29 | Suraram | SR | 40 |  | 2026-09-22 13:06 | 2026-09-22 13:06 | ON | 17.538406,78.438963 | S08-D05-SR45 |  | 17.5481 | 78.4271 | 17.5481125,78.4271406
S08-D05-SR30 | Suraram | SR | 100 |  | 2026-09-22 13:06 | 2026-09-22 13:06 | ON | 17.543621,78.438793 | S08-D05-SR46 |  | 17.5461 | 78.4211 | 17.5460911,78.421068
S08-D05-SR31 | Suraram | SR | 65 |  | 2026-09-22 13:06 | 2026-09-22 13:06 | ON | 17.5325556,78.4456389 | S08-D05-SR47 |  | 17.5436 | 78.4388 | 17.5436207,78.4387929
S08-D05-SR32 | Suraram | SR | 100 |  | 2026-09-22 13:06 | 2026-09-22 13:06 | ON | 17.5433611,78.4393056 | S08-D05-SR48 |  | 17.5323 | 78.4464 | 17.5323395,78.4463686
S08-D05-SR33 | Suraram | SR | 40 |  | 2026-09-22 13:06 | 2026-09-22 13:06 | ON | 17.5433333,78.4373056 | S10-D06-SR01 |  | 17.458 | 78.4292 | 17.4580278,78.4291944
S08-D05-SR34 | IDPL | SR | 65 |  | 2026-09-22 13:06 | 2026-09-22 13:06 | ON | 17.4818716,78.4480862 | S10-D06-SR02 |  | 17.4579 | 78.429 | 17.457921,78.4289577
S08-D05-SR35 | IDPL | SR | 65 |  | 2026-09-22 13:06 | 2026-09-22 13:06 | ON | 17.4826065,78.4488107 | S10-D06-SR03 |  | 17.4586 | 78.4308 | 17.4586111,78.4307778
S08-D05-SR36 | IDPL | SR | 65 |  | 2026-09-22 13:06 | 2026-09-22 13:06 | ON | 17.487931,78.444913 | S10-D06-SR04 |  | 17.4586 | 78.4307 | 17.4585855,78.4306944
S08-D05-SR37 | IDPL | SR | 65 |  | 2026-09-22 13:06 | 2026-09-22 13:06 | ON | 17.4879309,78.4449131 | S11-D07-SR01 |  | 17.4915 | 78.3938 | 17.491473,78.3937721
S08-D05-SR38 | IDPL | SR | 65 |  | 2026-09-22 13:06 | 2026-09-22 13:06 | ON | 17.495197,78.443572 | S11-D07-SR02 |  | 17.4915 | 78.3938 | 17.491473,78.3937721
S08-D05-SR39 | IDPL | SR | 100 |  | 2026-09-22 13:06 | 2026-09-22 13:06 | ON | 17.4891389,78.4489167 | S11-D07-SR03 |  | 17.4943 | 78.3532 | 17.4942875,78.3532031
S08-D05-SR40 | Suraram | SR | 100 |  | 2026-09-22 13:06 | 2026-09-22 13:06 | ON | 17.5397612,78.4333603 | S11-D07-SR04 |  | 17.5432 | 78.3439 | 17.543179,78.3439
S08-D05-SR41 | Suraram | SR | 65 |  | 2026-09-22 13:06 | 2026-09-22 13:06 | ON | 17.5421736,78.431478 | S11-D07-SR05 |  | 17.5169 | 78.381 | 17.5169125,78.38102
S08-D05-SR42 | Suraram | SR | 65 |  | 2026-09-22 13:06 | 2026-09-22 13:06 | ON | 17.543447,78.4277537 | S11-D07-SR06 |  | 17.5168 | 78.3809 | 17.5167875,78.38089
S08-D05-SR43 | Suraram | SR | 65 |  | 2026-09-22 13:06 | 2026-09-22 13:06 | ON | 17.5450062,78.424163 | S11-D07-SR07 |  | 17.5402 | 78.3668 | 17.5402173,78.3667815
S08-D05-SR44 | Suraram | SR | 40 |  | 2026-09-22 13:06 | 2026-09-22 13:06 | ON | 17.5452534,78.4293907 | S11-D07-SR08 |  | 17.5452 | 78.3656 | 17.545189,78.365642
S08-D05-SR45 | Suraram | SR | 40 |  | 2026-09-22 13:06 | 2026-09-22 13:06 | ON | 17.5481125,78.4271406 | S11-D07-SR09 |  | 17.5406 | 78.3661 | 17.5406491,78.3660681
S08-D05-SR46 | Suraram | SR | 40 |  | 2026-09-22 13:06 | 2026-09-22 13:06 | ON | 17.5460911,78.421068 | S11-D07-SR10 |  | 17.5286 | 78.3594 | 17.5285875,78.35936
S08-D05-SR47 | Suraram | SR | 100 |  | 2026-09-22 13:06 | 2026-09-22 13:06 | ON | 17.5436207,78.4387929 | S11-D07-SR11 |  | 17.5284 | 78.3592 | 17.528363,78.3592
S08-D05-SR48 | Apurupa colony | SR | 65 |  | 2026-09-22 13:06 | 2026-09-22 13:06 | ON | 17.5323395,78.4463686 | S11-D07-SR12 |  | 17.5253 | 78.3792 | 17.5252875,78.3792
S10-D06-SR01 | KPHB | SR | 100 |  | 2026-09-22 13:06 | 2026-09-22 13:06 | ON | 17.4580278,78.4291944 | S11-D07-SR13 |  | 17.5253 | 78.3792 | 17.5252875,78.3792
S10-D06-SR02 | KPHB | SR | 100 |  | 2026-09-22 13:06 | 2026-09-22 13:06 | ON | 17.457921,78.4289577 | S11-D07-SR14 |  | 17.5176 | 78.3811 | 17.5176375,78.38111
S10-D06-SR03 | Erragadda | SR | 65 |  | 2026-09-22 13:06 | 2026-09-22 13:06 | ON | 17.4586111,78.4307778 | S11-D07-SR15 |  | 17.517 | 78.3782 | 17.5170125,78.37817
S10-D06-SR04 | Erragadda | SR | 65 |  | 2026-09-22 13:06 | 2026-09-22 13:06 | ON | 17.4585855,78.4306944 | S11-D07-SR16 |  | 17.5162 | 78.3758 | 17.5162125,78.37577
S11-D07-SR01 | KPHB | SR | 65 |  | 2026-09-22 13:06 | 2026-09-22 13:06 | ON | 17.491473,78.3937721 | S11-D07-SR17 |  | 17.5162 | 78.3758 | 17.5162125,78.37577
S11-D07-SR02 | KPHB | SR | 65 |  | 2026-09-22 13:06 | 2026-09-22 13:06 | ON | 17.491473,78.3937721 | S11-D07-SR18 |  | 17.5162 | 78.3738 | 17.5161875,78.37383
S11-D07-SR03 | KPHB | SR | 40 |  | 2026-09-22 13:06 | 2026-09-22 13:06 | ON | 17.4942875,78.3532031 | S11-D07-SR19 |  | 17.5097 | 78.3818 | 17.5096875,78.38183
S11-D07-SR04 | Nizampet | SR | 100 |  | 2026-09-22 13:06 | 2026-09-22 13:06 | ON | 17.543179,78.3439 | S11-D07-SR20 |  | 17.5451 | 78.3657 | 17.5451375,78.36573
S11-D07-SR05 | Nizampet | SR | 65 |  | 2026-09-22 13:06 | 2026-09-22 13:06 | ON | 17.5169125,78.38102 | S11-D07-SR21 |  | 17.513 | 78.3841 | 17.5130125,78.38411
S11-D07-SR06 | Nizampet | SR | 65 |  | 2026-09-22 13:06 | 2026-09-22 13:06 | ON | 17.5167875,78.38089 | S11-D07-SR22 |  | 17.544 | 78.366 | 17.5440234,78.366
S11-D07-SR07 | Nizampet | SR | 65 |  | 2026-09-22 13:06 | 2026-09-22 13:06 | ON | 17.5402173,78.3667815 | S11-D07-SR23 |  | 17.4946 | 78.3869 | 17.4946375,78.38695
S11-D07-SR08 | Nizampet | SR | 100 |  | 2026-09-22 13:06 | 2026-09-22 13:06 | ON | 17.545189,78.365642 | S11-D07-SR24 |  | 17.5482 | 78.3855 | 17.5481517,78.3855458
S11-D07-SR09 | Nizampet | SR | 65 |  | 2026-09-22 13:06 | 2026-09-22 13:06 | ON | 17.5406491,78.3660681 | S11-D07-SR25 |  | 17.5506 | 78.372 | 17.5506381,78.3719873
S11-D07-SR10 | Nizampet | SR | 65 |  | 2026-09-22 13:06 | 2026-09-22 13:06 | ON | 17.5285875,78.35936 | S11-D07-SR26 |  | 17.5124 | 78.3836 | 17.512401,78.383644
S11-D07-SR11 | Nizampet | SR | 65 |  | 2026-09-22 13:06 | 2026-09-22 13:06 | ON | 17.528363,78.3592 | S11-D07-SR27 |  | 17.5124 | 78.3836 | 17.512401,78.383644
S11-D07-SR12 | Nizampet | SR | 65 |  | 2026-09-22 13:06 | 2026-09-22 13:06 | ON | 17.5252875,78.3792 | S11-D07-SR28 |  | 17.5175 | 78.3804 | 17.5174696,78.3803957
S11-D07-SR13 | Nizampet | SR | 40 |  | 2026-09-22 13:06 | 2026-09-22 13:06 | ON | 17.5252875,78.3792 | S11-D07-SR29 |  | 17.4902 | 78.3701 | 17.4902115,78.3701334
S11-D07-SR14 | Nizampet | SR | 100 |  | 2026-09-22 13:06 | 2026-09-22 13:06 | ON | 17.5176375,78.38111 | S11-D07-SR30 |  | 17.4901 | 78.37 | 17.4900733,78.3700444
S11-D07-SR15 | Nizampet | SR | 65 |  | 2026-09-22 13:06 | 2026-09-22 13:06 | ON | 17.5170125,78.37817 | S11-D07-SR31 |  | 17.4899 | 78.37 | 17.4899352,78.3699679
S11-D07-SR16 | Nizampet | SR | 100 |  | 2026-09-22 13:06 | 2026-09-22 13:06 | ON | 17.5162125,78.37577 | S11-D07-SR32 |  | 17.5461 | 78.3741 | 17.5461119,78.3741001
S11-D07-SR17 | Nizampet | SR | 100 |  | 2026-09-22 13:06 | 2026-09-22 13:06 | ON | 17.5162125,78.37577 | S11-D07-SR33 |  | 17.546 | 78.3741 | 17.5460211,78.3741102
S11-D07-SR18 | Nizampet | SR | 65 |  | 2026-09-22 13:06 | 2026-09-22 13:06 | ON | 17.5161875,78.37383 | S11-D07-SR34 |  | 17.5228 | 78.3562 | 17.5227708,78.3561919
S11-D07-SR19 | Nizampet | SR | 65 |  | 2026-09-22 13:06 | 2026-09-22 13:06 | ON | 17.5096875,78.38183 | S11-D07-SR35 |  | 17.5225 | 78.3562 | 17.5224875,78.3562336
S11-D07-SR20 | Nizampet | SR | 65 |  | 2026-09-22 13:06 | 2026-09-22 13:06 | ON | 17.5451375,78.36573 | S11-D07-SR36 |  | 17.5223 | 78.3563 | 17.5222931,78.3562658
S11-D07-SR21 | Nizampet | SR | 25 |  | 2026-09-22 13:06 | 2026-09-22 13:06 | ON | 17.5130125,78.38411 | S11-D07-SR37 |  | 17.4982 | 78.3879 | 17.4982,78.38791
S11-D07-SR22 | Nizampet | SR | 65 |  | 2026-09-22 13:06 | 2026-09-22 13:06 | ON | 17.5440234,78.366 | S11-D07-SR38 |  | 17.4947 | 78.3866 | 17.494713,78.3866031
S11-D07-SR23 | Nizampet | SR | 25 |  | 2026-09-22 13:06 | 2026-09-22 13:06 | ON | 17.4946375,78.38695 | S11-D07-SR39 |  | 17.4822 | 78.3801 | 17.4822184,78.3801413
S11-D07-SR24 | Nizampet | SR | 40 |  | 2026-09-22 13:06 | 2026-09-22 13:06 | ON | 17.5481517,78.3855458 | S11-D07-SR40 |  | 17.4818 | 78.38 | 17.4818142,78.3800233
S11-D07-SR25 | Nizampet | SR | 100 |  | 2026-09-22 13:06 | 2026-09-22 13:06 | ON | 17.5506381,78.3719873 | S11-D07-SR41 |  | 17.4813 | 78.3798 | 17.481323,78.3798356
S11-D07-SR26 | Nizampet | SR | 100 |  | 2026-09-22 13:06 | 2026-09-22 13:06 | ON | 17.512401,78.383644 | S11-D07-SR42 |  | 17.4758 | 78.3811 | 17.4757599,78.3811002
S11-D07-SR27 | Nizampet | SR | 100 |  | 2026-09-22 13:06 | 2026-09-22 13:06 | ON | 17.512401,78.383644 | S11-D07-SR43 |  | 17.4754 | 78.3816 | 17.4754017,78.3815884
S11-D07-SR28 | Nizampet | SR | 25 |  | 2026-09-22 13:06 | 2026-09-22 13:06 | ON | 17.5174696,78.3803957 | S11-D07-SR44 |  | 17.475 | 78.3821 | 17.4749509,78.3821291
S11-D07-SR29 | Miyapur | SR | 100 |  | 2026-09-22 13:06 | 2026-09-22 13:06 | ON | 17.4902115,78.3701334 | S11-D07-SR45 |  | 17.4748 | 78.3849 | 17.4748162,78.3849315
S11-D07-SR30 | Miyapur | SR | 100 |  | 2026-09-22 13:06 | 2026-09-22 13:06 | ON | 17.4900733,78.3700444 | S11-D07-SR46 |  | 17.4753 | 78.385 | 17.4753151,78.3850354
S11-D07-SR31 | Miyapur | SR | 100 |  | 2026-09-22 13:06 | 2026-09-22 13:06 | ON | 17.4899352,78.3699679 | S11-D07-SR47 |  | 17.4954 | 78.3361 | 17.4953549,78.3361172
S11-D07-SR32 | Bachupally | SR | 100 |  | 2026-09-22 13:06 | 2026-09-22 13:06 | ON | 17.5461119,78.3741001 | S11-D07-SR48 |  | 17.4953 | 78.3356 | 17.4953421,78.3355825
S11-D07-SR33 | Bachupally | SR | 100 |  | 2026-09-22 13:06 | 2026-09-22 13:06 | ON | 17.5460211,78.3741102 | S11-D07-SR49 |  | 17.4781 | 78.3927 | 17.4780556,78.3927222
S11-D07-SR34 | Bachupally | SR | 100 |  | 2026-09-22 13:06 | 2026-09-22 13:06 | ON | 17.5227708,78.3561919 | S11-D07-SR50 |  | 17.5262 | 78.3581 | 17.5262408,78.3580674
S11-D07-SR35 | Bachupally | SR | 100 |  | 2026-09-22 13:06 | 2026-09-22 13:06 | ON | 17.5224875,78.3562336 | S11-D07-SR51 |  | 17.5263 | 78.3579 | 17.526315,78.3578711
S11-D07-SR36 | Bachupally | SR | 100 |  | 2026-09-22 13:06 | 2026-09-22 13:06 | ON | 17.5222931,78.3562658 | S11-D07-SR52 |  | 17.4791 | 78.3921 | 17.4790833,78.3920556
S11-D07-SR37 | JNTU | SR | 65 |  | 2026-09-22 13:06 | 2026-09-22 13:06 | ON | 17.4982,78.38791 | S11-D07-SR53 |  | 17.4773 | 78.3928 | 17.4773498,78.3927857
S11-D07-SR38 | JNTU | SR | 65 |  | 2026-09-22 13:06 | 2026-09-22 13:06 | ON | 17.494713,78.3866031 | S11-D07-SR54 |  | 17.4767 | 78.3923 | 17.476679,78.3923307
S11-D07-SR39 | KPHB | SR | 100 |  | 2026-09-22 13:06 | 2026-09-22 13:06 | ON | 17.4822184,78.3801413 | S11-D07-SR55 |  | 17.4812 | 78.3904 | 17.4811667,78.3903889
S11-D07-SR40 | KPHB | SR | 100 |  | 2026-09-22 13:06 | 2026-09-22 13:06 | ON | 17.4818142,78.3800233 | S11-D07-SR56 |  | 17.4813 | 78.3909 | 17.4812745,78.3908799
S11-D07-SR41 | KPHB | SR | 100 |  | 2026-09-22 13:06 | 2026-09-22 13:06 | ON | 17.481323,78.3798356 | S11-D07-SR57 |  | 17.481 | 78.3906 | 17.4810033,78.390601
S11-D07-SR42 | KPHB | SR | 65 |  | 2026-09-22 13:06 | 2026-09-22 13:06 | ON | 17.4757599,78.3811002 | S11-D07-SR58 |  | 17.4683 | 78.4092 | 17.4682621,78.4091983
S11-D07-SR43 | KPHB | SR | 65 |  | 2026-09-22 13:06 | 2026-09-22 13:06 | ON | 17.4754017,78.3815884 | S11-D07-SR59 |  | 17.495 | 78.3391 | 17.4949722,78.3391389
S11-D07-SR44 | KPHB | SR | 100 |  | 2026-09-22 13:06 | 2026-09-22 13:06 | ON | 17.4749509,78.3821291 | S11-D07-SR60 |  | 17.495 | 78.3393 | 17.4949843,78.3393269
S11-D07-SR45 | KPHB | SR | 100 |  | 2026-09-22 13:06 | 2026-09-22 13:06 | ON | 17.4748162,78.3849315 | S11-D07-SR61 |  | 17.4826 | 78.3904 | 17.4825613,78.39039
S11-D07-SR46 | KPHB | SR | 100 |  | 2026-09-22 13:06 | 2026-09-22 13:06 | ON | 17.4753151,78.3850354 | S15-D08-SR01 |  | 17.4558 | 78.3382 | 17.4558025,78.3381505
S11-D07-SR47 | KPHB | SR | 65 |  | 2026-09-22 13:06 | 2026-09-22 13:06 | ON | 17.4953549,78.3361172 | S15-D08-SR02 |  | 17.4581 | 78.368 | 17.458054,78.367994
S11-D07-SR48 | KPHB | SR | 65 |  | 2026-09-22 13:06 | 2026-09-22 13:06 | ON | 17.4953421,78.3355825 | S15-D08-SR03 |  | 17.4581 | 78.368 | 17.458054,78.367994
S11-D07-SR49 | KPHB | SR | 65 |  | 2026-09-22 13:06 | 2026-09-22 13:06 | ON | 17.4780556,78.3927222 | S15-D08-SR04 |  | 17.4742 | 78.3482 | 17.4741856,78.348242
S11-D07-SR50 | KPHB | SR | 65 |  | 2026-09-22 13:06 | 2026-09-22 13:06 | ON | 17.5262408,78.3580674 | S15-D08-SR05 |  | 17.4742 | 78.3482 | 17.4741856,78.348242
S11-D07-SR51 | KPHB | SR | 65 |  | 2026-09-22 13:06 | 2026-09-22 13:06 | ON | 17.526315,78.3578711 | S15-D08-SR06 |  | 17.4674 | 78.3659 | 17.4673847,78.3658701
S11-D07-SR52 | KPHB | SR | 65 |  | 2026-09-22 13:06 | 2026-09-22 13:06 | ON | 17.4790833,78.3920556 | S15-D08-SR07 |  | 17.4846 | 78.3595 | 17.4845723,78.3595253
S11-D07-SR53 | KPHB | SR | 65 |  | 2026-09-22 13:06 | 2026-09-22 13:06 | ON | 17.4773498,78.3927857 | S15-D08-SR08 |  | 17.4663 | 78.3828 | 17.4662864,78.3827791
S11-D07-SR54 | KPHB | SR | 65 |  | 2026-09-22 13:06 | 2026-09-22 13:06 | ON | 17.476679,78.3923307 | S15-D08-SR09 |  | 17.4663 | 78.3828 | 17.4662864,78.3827791
S11-D07-SR55 | KPHB | SR | 65 |  | 2026-09-22 13:06 | 2026-09-22 13:06 | ON | 17.4811667,78.3903889 | S15-D08-SR10 |  | 17.4663 | 78.3828 | 17.4662864,78.3827791
S11-D07-SR56 | KPHB | SR | 65 |  | 2026-09-22 13:06 | 2026-09-22 13:06 | ON | 17.4812745,78.3908799 | S07-D04-SR100 |  | 17.5111 | 78.4808 | 17.5111404,78.4808035
S11-D07-SR57 | KPHB | SR | 65 |  | 2026-09-22 13:06 | 2026-09-22 13:06 | ON | 17.4810033,78.390601 | S07-D04-SR101 |  | 17.5863 | 78.4748 | 17.5863404,78.4748154
S11-D07-SR58 | Moosapet | SR | 65 |  | 2026-09-22 13:06 | 2026-09-22 13:06 | ON | 17.4682621,78.4091983 | S07-D04-SR102 |  | 17.5685 | 78.4719 | 17.5684817,78.4718986
S11-D07-SR59 | Madeenaguda | SR | 65 |  | 2026-09-22 13:06 | 2026-09-22 13:06 | ON | 17.4949722,78.3391389 | S07-D04-SR103 |  | 17.5685 | 78.4718 | 17.5684774,78.4718246
S11-D07-SR60 | Madeenaguda | SR | 65 |  | 2026-09-22 13:06 | 2026-09-22 13:06 | ON | 17.4949843,78.3393269
S11-D07-SR61 | KPHB | SR | 40 |  | 2026-09-22 13:06 | 2026-09-22 13:06 | ON | 17.4825613,78.39039
S15-D08-SR01 | Nanakramguda | SR | 40 |  | 2026-09-22 13:06 | 2026-09-22 13:06 | ON | 17.4558025,78.3381505
S15-D08-SR02 | Nanakramguda | SR | 40 |  | 2026-09-22 13:06 | 2026-09-22 13:06 | ON | 17.458054,78.367994
S15-D08-SR03 | Nanakramguda | SR | 40 |  | 2026-09-22 13:06 | 2026-09-22 13:06 | ON | 17.458054,78.367994
S15-D08-SR04 | Nanakramguda | SR | 100 |  | 2026-09-22 13:06 | 2026-09-22 13:06 | ON | 17.4741856,78.348242
S15-D08-SR05 | Nanakramguda | SR | 65 |  | 2026-09-22 13:06 | 2026-09-22 13:06 | ON | 17.4741856,78.348242
S15-D08-SR06 | Kondapur | SR | 65 |  | 2026-09-22 13:06 | 2026-09-22 13:06 | ON | 17.4673847,78.3658701
S15-D08-SR07 | Hi-Tech City | SR | 65 |  | 2026-09-22 13:06 | 2026-09-22 13:06 | ON | 17.4845723,78.3595253
S15-D08-SR08 | Hi-Tech City | SR | 100 |  | 2026-09-22 13:06 | 2026-09-22 13:06 | ON | 17.4662864,78.3827791
S15-D08-SR09 | Hi-Tech City | SR | 100 |  | 2026-09-22 13:06 | 2026-09-22 13:06 | ON | 17.4662864,78.3827791
S15-D08-SR10 | Hi-Tech City | SR | 100 |  | 2026-09-22 13:06 | 2026-09-22 13:06 | ON | 17.4662864,78.3827791
S07-D04-SR100 | Suchitra | SR | 100 |  | 2026-09-22 13:06 | 2026-09-22 13:06 | ON | 17.5111404,78.4808035
S07-D04-SR101 | Gundlapochampalli | SR |  |  | 2026-09-22 13:06 | 2026-09-22 13:06 | ON | 17.5863404,78.4748154
S07-D04-SR102 | Gundlapochampalli | SR | 100 |  | 2026-09-22 13:06 | 2026-09-22 13:06 | ON | 17.5684817,78.4718986
S07-D04-SR103 | Gundlapochampalli | SR | 100 |  | 2026-09-22 13:06 | 2026-09-22 13:06 | ON | 17.5684774,78.4718246
31000116 | Annam Navaneetha (Synergine) | CPNG |  |  |  |  | ON
34000000 | 18 Mumbai Food Court | CPNG |  |  |  |  | ON
30000107 | A9 Bawarchi | CPNG |  |  |  |  | ON
31000092 | Abhaya School | CPNG |  |  |  |  | ON
31000121 | Adbhutam Foods Pvt Ltd | CPNG |  |  |  |  | ON
31000038 | Aditya Food Court II (Pista House) | CPNG |  |  |  |  | ON
31000106 | Aditya food court(Pista House) | CPNG |  |  |  |  | ON
21300065 | Aditya Industries | IPNG |  |  |  |  | ON
21400001 | AGI Greenpac Ltd - DRS | IPNG |  |  |  |  | ON
31000127 | Aha Dakshin (101 Ventures) | CPNG |  |  |  |  | ON
31000028 | Ahoy Restaurant | CPNG |  |  |  |  | ON
21300074 | Aj Canes | IPNG |  |  |  |  | ON
21300023 | AJ Packing Ltd | IPNG |  |  |  |  | ON
31000113 | Ammama Gari Vantillu | CPNG |  |  |  |  | ON
21300054 | Andhra Polymers Pvt Ltd | IPNG |  |  |  |  | ON
31000031 | Annapurna Mess | CPNG |  |  |  |  | ON
21300024 | ANNAPURNA POLYTECH | IPNG |  |  |  |  | ON
31000108 | Ariasorshe Foods Pvt. Ltd | CPNG |  |  |  |  | ON
21300051 | Art Lab Equipments, Jeedimetla | IPNG |  |  |  |  | ON
21300022 | ART LAB Equipments, MEDCHAL | IPNG |  |  |  |  | ON
21300035 | Art Steel | IPNG |  |  |  |  | ON
31000051 | Art Steel-Canteen | CPNG |  |  |  |  | ON
31000054 | Asha Jyothi | CPNG |  |  |  |  | ON
21300047 | Avyan Packaging LLP | IPNG |  |  |  |  | ON
31000123 | Benguluru Bavan | CPNG |  |  |  |  | ON
21100008 | Biking Foods India Pvt Ltd | IPNG |  |  |  |  | ON
31000096 | Chef Craft (Matka Biryani) | CPNG |  |  |  |  | ON
21300025 | COLOROMA PRINTERS PVT. LTD. | IPNG |  |  |  |  | ON
21300010 | Compack Containers | IPNG |  |  |  |  | ON
31000032 | Compass Group Support Service Pvt Ltd | CPNG |  |  |  |  | ON
31000143 | Compass India Food Service Pvt Ltd | CPNG |  |  |  |  | ON
21300053 | D K Associates | IPNG |  |  |  |  | ON
21300029 | Devi Corrugators | IPNG |  |  |  |  | ON
31000088 | Dominos Pizza | CPNG |  |  |  |  | ON
21200003 | Dr Reddys Laboratories (FTO 2) | IPNG |  |  |  |  | ON
21200005 | Dr Reddys Laboratories,Biologics | IPNG |  |  |  |  | ON
21200004 | Dr. Reddy’s Laboratories Ltd - (FTO - Unit - 3) | IPNG |  |  |  |  | ON
31000084 | E V Sivanagi Reddy | CPNG |  |  |  |  | ON
21300037 | Excel ano Components | IPNG |  |  |  |  | ON
21300067 | Feast foods | IPNG |  |  |  |  | ON
21300045 | Fleming Laboratories Ltd | IPNG |  |  |  |  | ON
31000029 | Full Moon Restaurant | CPNG |  |  |  |  | ON
21300008 | GJR INDUSTRIES | IPNG |  |  |  |  | ON
21200002 | Gland Pharma Ltd. | IPNG |  |  |  |  | ON
31000126 | Go Pizza | CPNG |  |  |  |  | ON
31000015 | Hare Krishna Satsang | CPNG |  |  |  |  | ON
21300063 | Hetero Labs Limited Unit-3 | IPNG |  |  |  |  | ON
31000039 | Hetro Lab Cateen | CPNG |  |  |  |  | ON
21300082 | Hilton Tobaco | IPNG |  |  |  |  | ON
21300081 | Hindustan Coca Cola beverages Pvt Ltd. | IPNG |  |  |  |  | ON
31000002 | Hitech Modern Residential School | CPNG |  |  |  |  | ON
21300069 | Indofab Metpro Engineers LLP | IPNG |  |  |  |  | ON
21300040 | Infino Electricals Pvt. Ltd. Unit I | IPNG |  |  |  |  | ON
21300062 | Infino Electricals Unit II | IPNG |  |  |  |  | ON
31000003 | IPE Univesity, Canteen | CPNG |  |  |  |  | ON
21300057 | ITC LTD | IPNG |  |  |  |  | ON
21300042 | Jagdamba Engg. | IPNG |  |  |  |  | ON
31000050 | Jai Bhavani Fast Food Centre (R.S. Yadav) | CPNG |  |  |  |  | ON
31000058 | John Foundation | CPNG |  |  |  |  | ON
31000034 | Kabson Equipments Canteen | CPNG |  |  |  |  | ON
31000043 | Kakatiya Seva Samithi | CPNG |  |  |  |  | ON
21300039 | karteek Enterprises | IPNG |  |  |  |  | ON
21100002 | Kayempee Foods Pvt.Ltd. Unit-II | IPNG |  |  |  | 2026-09-24 12:57 | ON
21100007 | Kayempee Foods Pvt.Ltd. Unit-III | IPNG |  |  |  |  | ON
34000003 | Klasss Foods Pvt Ltd | CPNG |  |  |  |  | ON
21300073 | KR Food | IPNG |  |  |  |  | ON
31000102 | Krisha Foods | CPNG |  |  |  |  | ON
31000103 | Krisha Foods (Genset) | CPNG |  |  |  |  | ON
31000030 | Kritunga Restaurant | CPNG |  |  |  |  | ON
31000014 | L N Bar & Resturant | CPNG |  |  |  |  | ON
31000122 | Leon's Burgers & Wings | CPNG |  |  |  |  | ON
21300009 | Little Star Foods | IPNG |  |  |  |  | ON
31000021 | M.R Cateres | CPNG |  |  |  |  | ON
21300064 | MA Foods | IPNG |  |  |  |  | ON
21300038 | Maheswari fasteners & Bright Pvt. Ltd. | IPNG |  |  |  |  | ON
31000111 | Malanadu Kitchens and Elite Bar | CPNG |  |  |  |  | ON
31000025 | Manasa Women'S Hostel | CPNG |  |  |  |  | ON
31000022 | Marelly Kitchens (Boiling Pot), Brown Bear | CPNG |  |  |  |  | ON
21100006 | MARINO BISCUITS & FOOD PRODUCTS PVT LTD (UNIT 2) | IPNG |  |  |  |  | ON
31000004 | Marino Food Products Pvt Limited Canteen 1 | CPNG |  |  |  |  | ON
31000005 | Marino Food Products Pvt Limited Canteen 2 | CPNG |  |  |  |  | ON
31000006 | Marino Food Products Pvt Limited Canteen 3 | CPNG |  |  |  |  | ON
31000155 | Marino Food Products Pvt Limited Canteen 4 | CPNG |  |  |  |  | ON
21100003 | MARINO BISCUITS & FOOD PRODUCTS PVT LTD (UNIT 1) | IPNG |  |  |  |  | ON
31000047 | MEIL Canteen | CPNG |  |  |  |  | ON
31000097 | Minerva Grand (Secunderabad Hotels Pvt. Ltd.) | CPNG |  |  |  |  | ON
21300014 | MONARCH ERGO PVT LTD | IPNG |  |  |  |  | ON
21300049 | MSN Laboratories Pvt. Ltd. | IPNG |  |  |  |  | ON
21300044 | Mudra Flexible printers | IPNG |  |  |  |  | ON
31000119 | MVS Kulcha | CPNG |  |  |  |  | ON
21300031 | Nanda Foods | IPNG |  |  |  |  | ON
31000115 | Narthanasala Restaurant | CPNG |  |  |  |  | ON
31000098 | Nazarick Labs LLP (Game Theory) | CPNG |  |  |  |  | ON
21300015 | NED Energy Ltd | IPNG |  |  |  | 2026-09-24 12:43 | ON
31000036 | NEW ANNA DHABA | CPNG |  |  |  |  | ON
31000101 | NEW BAWARCHI FAMILY RESTAURANT AND DHABA | CPNG |  |  |  |  | ON
31000026 | New Classic Family Dhaba | CPNG |  |  |  |  | ON
31000008 | New Shreya Hotel ( SV Hotel ) | CPNG |  |  |  |  | ON
21300033 | Nida Packing | IPNG |  |  |  |  | ON
31000009 | Nirmala Dhayana Sadan | CPNG |  |  |  |  | ON
31000056 | Om Punjabi dhaba | CPNG |  |  |  |  | ON
31000091 | Paradise Food Court Pvt. Ltd. | CPNG |  |  |  |  | ON
21300001 | PETROX PACKAGING (INDIA) PVT LTD. | IPNG |  |  |  |  | ON
31000013 | Pista House- Aditya Food Court | CPNG |  |  |  |  | ON
31000093 | Pista house bachupally | CPNG |  |  |  |  | ON
21300075 | Power Tech Transformers & controls Pvt Ltd | IPNG |  |  |  |  | ON
21300066 | Pravesha Industries Pvt. Ltd. | IPNG |  |  |  |  | ON
31000045 | Priyadarshini- Veg A/C (Suraram) | CPNG |  |  |  |  | ON
31000010 | Priyadarshini Veg Restaurant (Suchitra) | CPNG |  |  |  |  | ON
31000105 | Publiq Kitchen & Bar | CPNG |  |  |  |  | ON
21300020 | RACHAMALLU FORGINGS PVT LTD | IPNG |  |  |  |  | ON
21300055 | Radhan Industries | IPNG |  |  |  |  | ON
31000012 | Rajadhani Family Dhaba | CPNG |  |  |  |  | ON
31000011 | Rajasthan Dhaba | CPNG |  |  |  |  | ON
21300056 | Rane Madras | IPNG |  |  |  |  | ON
31000085 | Rang Restaurant, Nizampet | CPNG |  |  |  |  | ON
21300018 | Ratna Extrusions | IPNG |  |  |  |  | ON
21100005 | Real Agro Pvt Ltd. | IPNG |  |  |  |  | ON
31000001 | Registrar, Nalsar,University | CPNG |  |  |  |  | ON
21300043 | Rupa Industries | IPNG |  |  |  |  | ON
21300013 | S V ALUMINIUM | IPNG |  |  |  |  | ON
31000099 | Samhi Hotel Ahmedabad Pvt Limted(Sheraton Hotel) | CPNG |  |  |  |  | ON
21300048 | Sarav Foods Pvt Ltd | IPNG |  |  |  |  | ON
31000100 | Satti babu biryani (Sai Baba Vari Teepikaburu LLP) | CPNG |  |  |  |  | ON
21300019 | Satya Wood Coats | IPNG |  |  |  |  | ON
31000018 | Seasons Bar & Restaurant | CPNG |  |  |  |  | ON
31000024 | Second Wife Restaurant | CPNG |  |  |  |  | ON
31000063 | Seven Sister's Restaurent | CPNG |  |  |  |  | ON
21300070 | Shrishti Electricals Pvt Limited | IPNG |  |  |  |  | ON
21300058 | Shrishti Electromech Pvt Ltd (Tibiar) | IPNG |  |  |  |  | ON
21300041 | Sinduja Print pack | IPNG |  |  |  |  | ON
31000062 | Siri Restaurant & Bar | CPNG |  |  |  |  | ON
31000090 | Snacker Streat | IPNG |  |  |  |  | ON
21300071 | SRH Rubbers Industries Pvt Ltd. | IPNG |  |  |  |  | ON
21300016 | SRI APARNA ALUMINIUM | IPNG |  |  |  |  | ON
31000017 | Sri Datta Sai Curry Point | CPNG |  |  |  |  | ON
31000095 | Sri Krishna Foods and Beverages | CPNG |  |  |  |  | ON
31000128 | Sri Laxmi Enterprises -Beijng Bites | CPNG |  |  |  |  | ON
21300012 | Sri Satya Sai Poly Pack | IPNG |  |  |  |  | ON
21300046 | SSV Fab Industries Pvt Ltd | IPNG |  |  |  |  | ON
31000027 | St.Martin'S Engineering College | CPNG |  |  |  |  | ON
31000081 | Suchitra Food Court | CPNG |  |  |  |  | ON
21300002 | SUMANGALAM ALUMINIUM EXTRUSION PVT. LTD. | IPNG |  |  |  |  | ON
21100001 | SUMO BISCUITS PVT. LTD | IPNG |  |  |  |  | ON
21300005 | Surya masala (Hyderabad Food Products Pvt Ltd.) | IPNG |  |  |  |  | ON
21300032 | SVC Engineering Pvt Ltd | IPNG |  |  |  |  | ON
31000089 | Tapadia Maruti Infinity Mall | CPNG |  |  |  |  | ON
31000110 | Taquila club | CPNG |  |  |  |  | ON
31000114 | Tara Hospitalites | CPNG |  |  |  |  | ON
21300068 | TFL Quinn Pvt. Ltd | IPNG |  |  |  |  | ON
31000109 | Thermal Systems Canteen | CPNG |  |  |  |  | ON
| Thermal Systems Hyderabad Pvt. Ltd | IPNG |  |  |  |  | ON
31000112 | Thinespo Restaurant | CPNG |  |  |  |  | ON
31000120 | Thinnara Restaurent | CPNG |  |  |  |  | ON
21300007 | Trans Valves India Private Ltd | IPNG |  |  |  |  | ON
21300034 | Tunav food products LLP | IPNG |  |  |  |  | ON
31000118 | Ujwala Grand | CPNG |  |  |  |  | ON
21300021 | Unity Snack Industries / Care Foods | IPNG |  |  |  |  | ON
31000048 | Vantakam | CPNG |  |  |  |  | ON
31000041 | VBNS Oven Fresh | CPNG |  |  |  |  | ON
31000104 | Veg Santhosh Family Dhaba | CPNG |  |  |  |  | ON
31000131 | Vision Educational Society (IGNITE) | CPNG |  |  |  |  | ON
21300027 | Vital Synthetics Pvt Ltd | IPNG |  |  |  |  | ON
31000094 | Wah Mandi | CPNG |  |  |  |  | ON
21300030 | Wintec Die Casting Private Limited | IPNG |  |  |  |  | ON
21300026 | Yummy Foods Pvt Ltd | IPNG |  |  |  |  | ON
21300083 | Green hospitality services | IPNG |  |  |  |  | ON
31000132 | Auro Reality Pvt. Ltd (Kohinoor -Canteen) | CPNG |  |  |  |  | ON
21300052 | Prasad Seeds Private Limited | IPNG |  |  |  |  | ON
31000124 | Friend Dine In And family Resturent | CPNG |  |  |  |  | ON
21300085 | Sri Satya Polymers | IPNG |  |  |  |  | ON
21300086 | Sigma Rocks ( Estron International) | IPNG |  |  |  |  | ON
21300089 | Indian Immunological limited | IPNG |  |  |  |  | ON
31000125 | Paradise Biryani -Lingampally | CPNG |  |  |  |  | ON
31000130 | Le-meridien | CPNG |  |  |  |  | ON
31000135 | Restaurant Brand Asia Ltd (Burger Kings) | CPNG |  |  |  |  | ON
31000136 | Tunav Food Products (Canteen) | CPNG |  |  |  |  | ON
31000137 | Shree Venkateswara Swamy Temple | CPNG |  |  |  |  | ON
31000140 | Bheema Pride Welfore Association | CPNG |  |  |  |  | ON
31000133 | Vihar Food Center | CPNG |  |  |  |  | ON
31000141 | Hayath Hotel | CPNG |  |  |  |  | ON
31000145 | TCS Rajpushpa | CPNG |  |  |  |  | ON
31000142 | M/s- Paradise Food Court Kompally | CPNG |  |  |  |  | ON
31000129 | Mubharak Resturent | CPNG |  |  |  |  | ON
31000139 | Athidhi Tifins & Kitchen | CPNG |  |  |  |  | ON
31000144 | Bezawada Junction | CPNG |  |  |  |  | ON
31000138 | Narayana Educational Society | IPNG |  |  |  |  | ON
31000153 | Golden Itani Chai | CPNG |  |  |  |  | ON
31000149 | RICCH HOTELS | CPNG |  |  |  |  | ON
31000148 | SMR Vinay (Panchamuka Anjaneya Swami Temple) | CPNG |  |  |  |  | ON
31000152 | Satti babu Biryani | CPNG |  |  |  |  | ON
31000156 | Arun Tifin's | CPNG |  |  |  |  | ON
21300003 | Raj classic unit 1 | IPNG |  |  |  |  | ON
21300011 | Raj classic unit 2 | IPNG |  |  |  |  | ON
21300017 | ACMI Industries | IPNG |  |  |  |  | ON
31000154 | Telugu Aromas | CPNG |  |  |  |  | ON
31000157 | Sri Mahostav Banquets | CPNG |  |  |  |  | ON
21300087 | Aurabindho Pharma LTD Unit -XII | IPNG |  |  |  |  | ON
21300090 | Satya Wood Coats-2 | IPNG |  |  |  |  | ON
21300095 | New Delta Coats | IPNG |  |  |  |  | ON
21300096 | Aaimatha Polymers | IPNG |  |  |  |  | ON
31000162 | Mubarak Cafe & bakers | CPNG |  |  |  |  | ON
21300098 | Compass India Food Servicess PVT Ltd | IPNG |  |  |  |  | ON
31000163 | Marriott Encleve Apartment's | CPNG |  |  |  |  | ON
31000164 | Taaza Tiffins | CPNG |  |  |  |  | ON
21300094 | Mekin Industries Pvt Ltd | IPNG |  |  |  |  | ON
31000165 | Mandi Bistro resturent | CPNG |  |  |  |  | ON
21300097 | SS Packaging | IPNG |  |  |  |  | ON
31000159 | Dilhi Mitai Wala | CPNG |  |  |  |  | ON
| Sri Sai Ladies Deluxe Hostel | CPNG |  |  |  |  | ON
| The Deccan Zayka Resturent | CPNG |  |  |  |  | ON
31000151 | Sattibabu Biryani-Kukatpally | CPNG |  |  |  |  | ON
31000160 | Sri Gayatri devi Mess Home | CPNG |  |  |  |  | ON
31000161 | My Home Raka cafe | CPNG |  |  |  |  | ON
| RK Sweets And Juices | CPNG |  |  |  |  | ON
| Honey Foods | CPNG |  |  |  |  | ON
31000150 | KL Hitech Secure Print Limited (Canteen) | CPNG |  |  |  |  | ON
| Stay on Papers Pvt Ltd | IPNG |  |  |  |  | ON
21300079 | Bakemax Foods Private Limited | IPNG |  |  |  |  | ON
| Lohum Catalysts Private Limited | IPNG |  |  |  |  | ON

## Links
Parent ID | Child ID | Created At
CG | S01 | 2026-09-19 16:32
S01 | S02 | 2026-09-19 16:33
S02 | S03 | 2026-09-19 16:34
S03 | S04 | 2026-09-19 16:34
S04 | S05 | 2026-09-19 16:34
S05 | S06 | 2026-09-19 16:34
S06 | S07 | 2026-09-19 16:35
S07 | S08 | 2026-09-19 16:35
S08 | S09 | 2026-09-19 16:35
CG | D01 | 2026-09-19 16:43
S02 | D02 | 2026-09-19 16:44
S03 | D03 | 2026-09-19 16:44
S07 | D04 | 2026-09-19 16:44
S08 | D05 | 2026-09-19 16:45
D01 | CG-D01-PE02 | 2026-09-19 17:19
CG-D01-PE02 | CG-D01-PE02/01 | 2026-09-19 17:19
CG-D01-PE02/01 | CG-D01-PE02/02 | 2026-09-19 17:19
D01 | CG-D01-PE03 | 2026-09-19 17:19
CG-D01-PE03 | CG-D01-PE04 | 2026-09-19 17:19
CG-D01-PE04 | CG-D01-PE04/01 | 2026-09-19 17:19
CG-D01-PE04/01 | CG-D01-PE04/02 | 2026-09-19 17:19
CG-D01-PE04/02 | CG-D01-PE04/03 | 2026-09-19 17:19
CG-D01-PE04/01 | CG-D01-PE05 | 2026-09-19 17:19
CG-D01-PE05 | CG-D01-PE05/01 | 2026-09-19 17:19
CG-D01-PE05 | CG-D01-PE06 | 2026-09-19 17:19
CG-D01-PE06 | CG-D01-PE07 | 2026-09-19 17:19
CG-D01-PE07 | CG-D01-PE07/01 | 2026-09-19 17:19
D01 | 31000001 | 2026-09-21 10:27
D01 | CG-D01-SR05 | 2026-09-21 10:54
D01 | CG-D01-SR06 | 2026-09-21 10:54
CG-D01-PE02 | CG-D01-SR03 | 2026-09-21 10:55
CG-D01-PE02 | CG-D01-SR04 | 2026-09-21 10:56
CG-D01-PE02/02 | CG-D01-SR02 | 2026-09-21 10:57
CG-D01-PE02/02 | CG-D01-SR01 | 2026-09-21 10:57
CG-D01-PE02/03 | CG-D01-SR07 | 2026-09-21 11:00
CG-D01-PE04/03 | 21300010 | 2026-09-21 11:00
CG-D01-PE05/01 | 31000136 | 2026-09-22 14:46
CG-D01-PE05/01 | 21300034 | 2026-09-22 14:46
CG-D01-PE05/01 | 21300047 | 2026-09-22 14:46
CG-D01-PE05/01 | 21300016 | 2026-09-22 14:46
CG-D01-PE07/01 | 21100003 | 2026-09-22 14:49
CG-D01-PE07/01 | 31000004 | 2026-09-22 14:50
CG-D01-PE07/01 | 31000005 | 2026-09-22 14:50
CG-D01-PE07/01 | 31000006 | 2026-09-22 14:51
CG-D01-PE07/01 | 31000155 | 2026-09-22 14:52
D03 | S03-D03-PE01 | 2026-09-22 15:13
D03 | S03-D03-PE02 | 2026-09-22 15:16
S03-D03-PE02 | 21100002 | 2026-09-22 15:17
S03-D03-PE02 | 21100007 | 2026-09-22 15:17
D03 | S03-D03-PE03 | 2026-09-22 15:17
S03-D03-PE03 | 21300005 | 2026-09-22 15:17
S03-D03-PE03 | S03-D03-PE03/1 | 2026-09-22 15:17
S03-D03-PE03 | S03-D03-PE04 | 2026-09-22 15:17
D03 | 21300015 | 2026-09-22 15:25
CG-D01-PE05 | S03-D03-PE04 | 2026-09-22 15:28
S03-D03-PE03/1 | 21100001 | 2026-09-22 15:34
S03-D03-PE03/1 | 21100008 | 2026-09-22 15:35
S03-D03-PE03/1 | 21100006 | 2026-09-22 15:35
S03-D03-PE01 | S03-D03-PE06 | 2026-09-22 15:44
S03-D03-PE01 | 21300095 | 2026-09-22 15:45
S03-D03-PE01 | 21300071 | 2026-09-22 15:46
S03-D03-PE01 | 21300048 | 2026-09-22 15:47
S03-D03-PE01 | S03-D03-PE07 | 2026-09-22 15:48
S03-D03-PE07 | 21300052 | 2026-09-22 15:49
S03-D03-PE06 | 21300055 | 2026-09-22 16:21
S03-D03-PE06 | 21300038 | 2026-09-22 16:21
S03-D03-PE06 | 21300008 | 2026-09-22 16:23
S03-D03-PE06 | 21300027 | 2026-09-22 16:23
D02 | 31000008 | 2026-09-25 10:39
D02 | S02-D02-PE01 | 2026-09-25 10:39
S02-D02-PE01 | S02-D02-PE04 | 2026-09-25 10:49
S02-D02-PE04 | S02-D02-SR17 | 2026-09-25 10:50
S02-D02-PE04 | S02-D02-SR15 | 2026-09-25 10:51
S02-D02-PE04 | S02-D02-SR13 | 2026-09-25 10:51
S02-D02-PE04 | S02-D02-SR12 | 2026-09-25 10:51
S02-D02-PE04 | 31000002 | 2026-09-25 10:52
S02-D02-PE04 | S02-D02-SR18 | 2026-09-25 10:52
S02-D02-PE04 | S02-D02-SR19 | 2026-09-25 10:53
S02-D02-PE04 | S02-D02-SR20 | 2026-09-25 10:54
S02-D02-PE04 | S02-D02-SR21 | 2026-09-25 10:54
S02-D02-PE04 | S02-D02-PE05 | 2026-09-25 10:55
S02-D02-PE04 | S02-D02-PE04/01 | 2026-09-25 10:55
S02-D02-PE04 | 31000058 | 2026-09-25 10:56
D02 | S02-D02-SR23 | 2026-09-25 10:58
D02 | S02-D02-SR09 | 2026-09-25 10:59
S02-D02-PE01 | S02-D02-SR10 | 2026-09-25 10:59
S02-D02-PE01 | S02-D02-SR08 | 2026-09-25 11:00
S02-D02-PE01 | S02-D02-SR11 | 2026-09-25 11:00
S02-D02-PE01 | 31000015 | 2026-09-25 11:01
S02-D02-PE01 | S02-D02-SR16 | 2026-09-25 11:02
S02-D02-PE01 | S02-D02-SR22 | 2026-09-25 11:05
S02-D02-PE01 | 31000009 | 2026-09-25 11:05
D02 | S02-D02-PE02 | 2026-09-25 11:48
D02 | S02-D02-PE06 | 2026-09-25 11:06
S02-D02-PE06 | S02-D02-SR24 | 2026-09-25 11:07
S02-D02-PE06 | S02-D02-PE06/01 | 2026-09-25 11:08
D02 | S02-D02-PE07 | 2026-09-25 11:09
S02-D02-PE07 | S02-D02-SR26 | 2026-09-25 11:09
S02-D02-PE07 | S02-D02-PE07/01 | 2026-09-25 11:09
S02-D02-PE07/01 | S02-D02-PE07/02 | 2026-09-25 11:10
S02-D02-PE07/02 | S02-D02-SR28 | 2026-09-25 11:12
S02-D02-SR28 | S02-D02-SR29 | 2026-09-25 11:12
S02-D02-PE07/02 | S02-D02-SR29 | 2026-09-25 11:13
D02 | S02-D02-PE08 | 2026-09-25 11:31
S02-D02-PE08 | S03-D03-PE03 | 2026-09-25 11:32
S02-D02-PE06/01 | 31000018 | 2026-09-25 11:46
S02-D02-PE02 | 31000025 | 2026-09-25 11:50
S02-D02-PE02 | S02-D02-SR06 | 2026-09-25 12:01
S02-D02-PE02 | S02-D02-SR05 | 2026-09-25 12:02
S02-D02-PE02 | S02-D02-SR04 | 2026-09-25 12:04
S02-D02-PE02 | S02-D02-SR03 | 2026-09-25 12:05
S02-D02-PE02 | S02-D02-SR27 | 2026-09-25 12:05
S03-D03-PE04 | S02-D02-PE08 | 2026-09-25 14:48
S03-D03-PE04 | S03-D03-PE03 | 2026-09-26 10:11
S03-D03-PE03/1 | S03-D03-PE04 | 2026-09-26 10:11
D01 | CG-D01-PE01 | 2026-09-19 16:57
S02-D02-PE08 | S03-D03-PE03/1 | 2026-09-25 11:32
CG-D01-PE02/02 | CG-D01-PE02/03 | 2026-09-21 11:00
CG | D01 | 2026-09-26 14:13
S02 | D03 | 2026-09-26 14:13
D01 | CG-D01-SR06 | 2026-09-26 17:43
CG-D01-PE01 | 31000003 | 2026-09-21 10:23
D05 | S08-D05-PE19 | 2026-09-30 20:37
S08-D05-PE19 | S08-D05-PE01/01 | 2026-09-30 20:38
S08-D05-PE01/01 | S08-D05-SR05 | 2026-09-30 20:39
S08-D05-PE01/01 | S08-D05-SR06 | 2026-09-30 20:40
S08-D05-PE01/01 | S08-D05-SR21 | 2026-09-30 20:40
S08-D05-PE19 | S08-D05-PE02 | 2026-09-30 20:41
S08-D05-PE02 | S08-D05-SR04 | 2026-09-30 20:42
S08-D05-PE02 | S08-D05-SR01 | 2026-09-30 20:43
S08-D05-PE02 | S08-D05-SR19 | 2026-09-30 20:43
S08-D05-PE02 | S07-D04-PE25 | 2026-09-30 20:44
S08-D05-PE02 | S08-D05-PE03 | 2026-09-30 20:45
S08-D05-PE03 | 21300013 | 2026-09-30 20:46
S08-D05-PE03 | S08-D05-PE04 | 2026-09-30 20:47
S08-D05-PE04 | 21300001 | 2026-09-30 20:50
S08-D05-PE04 | 21300018 | 2026-09-30 20:50
S08-D05-PE04 | 21300085 | 2026-09-30 20:56
S08-D05-PE04 | 21300044 | 2026-09-30 20:57
S08-D05-PE04 | 21300064 | 2026-09-30 20:58
S08-D05-PE04 | S08-D05-PE05 | 2026-09-30 20:59
S08-D05-PE04 | S08-D05-PE04/01 | 2026-09-30 20:59
S08-D05-PE15 | 31000104 | 2026-09-30 21:01
S08-D05-PE15 | 31000088 | 2026-09-30 21:03
S08-D05-PE15 | S08-D05-PE15/01 | 2026-09-30 21:05
D05 | S08-D05-PE15 | 2026-09-30 21:05